## CENTRAL MAPPING
District | Central site | Referral sites |  | Distance* (KM) | Type | Total patients on Treatment | Total patients on care | Total Patient Load | EQUIPMENTS (PLACED AND PROPOSED)
|  |  | Site Code | [5 empty] | CD4 Equipment | CD4 Proposed placement | Hematology (FBC) Equipment | Hematology proposed placement | Chemistry Equipment | Chemistry proposed placement
Gatundu | Gatundu District Hospital | 13 | 10233 |  | MoH | 428 |  |  | BD Facs Count |  | Beckman Coulter Ac·T Diff II |  | Humalyzer 2000/3000 |  | CD4 Equipment | Hematology Equipment | Chemistry Equipment
[8 empty] | 428 |  |  |  |  | BTS 310/305
Gatundu |  | Igegania Health Centre | 10338 | 12.4 | MoH | 314 |  | 314 |  |  | NK Celltac F 6400
Gatundu |  | Gachika Dispensary | 10195 |  | MoH |  |  | 0 | [6 empty] | BD Facs Calibur | NK Celltac F 6400 | BTS 330/370
Gatundu |  | Gitare Dispensary (Gatundu) | 10257 | 13.1 | MoH | 32 |  | 32 | [6 empty] | BD Facs Count | NK Celltac F 8222 | BTS 310/305
Gatundu |  | Karatu Health Centre | 10489 | 13.1 | MoH | 38 |  | 38 | [6 empty] | Partec Cyflow | Beckman Coulter Ac·T Diff II | Metrolab
Gatundu |  | Kiganjo Dispensary | 10581 |  | MoH |  |  | 0 | [6 empty] | PIMA | Beckman Coulter Ac·T CP5 | Humalyzer 2000/3000
Gatundu |  | Munyu-ini Dispensary | 10776 |  | MoH |  |  | 0 | [6 empty] | - | Sysmex | Humastar 180
Gatundu |  | Ngenda Health Centre | 10864 | 6 | MoH | 109 |  | 109 | [7 empty] | - | Jr
Gatundu |  | Gachege Dispensary | 10194 | 23.8 | MoH | 45 |  | 45 | [8 empty] | Eurolyser
Gatundu |  | Gakoe Dispensary | 10202 | 28.8 | MoH | 91 |  | 91
Gatundu |  | Kieni Dispensary (Gatundu) | 10580 |  | MoH |  |  | 0
Gatundu |  | Mataara Dispensary | 10703 |  | MoH |  |  | 0
Gatundu |  | Mbici Dispensary | 10711 |  | MoH |  |  | 0
Gatundu |  | Ngorongo Health Centre | 10872 | 25.2 | MoH | 108 |  | 108
Kiambu East | Kiambu District Hospital | 8 | 10539 |  | MoH | 2126 | 6347 | 8473 | BD Facs Count |  | Beckman Coulter Ac·T Diff II |  | Humalyzer 2000/3000
Kiambu East |  | Kigumo Health Centre | 10587 | 27.4 | MoH | 290 | 579 | 869 |  |  | NK Celltac F 6400
Kiambu East |  | GK Prisons Dispensary | 10290 |  | MoH
Kiambu East |  | Karuri Health Centre | 10507 | 15 | MoH | 370 | 1035 | 1405
Kiambu East |  | Kihara Sub-District Hospital | 10591 | 19.6 | MoH | 162 | 719 | 881
Kiambu East |  | Githiga Health Centre | 10263 | 23.7 | MoH | 40 | 80 | 120
Kiambu East |  | Githunguri Health Centre | 10269 | 20.1 | MoH | 86 | 778 | 864
Kiambu East |  | Karia Health Centre | 10493 | 2.8 | MoH
Kiambu East |  | Ngewa Health Centre | 10865 | 16.7 | MoH | 89 | 233 | 322
Kiambu West | Tigoni District Hospital | 7 | 11104 |  | MoH | 911 | 2042 | 2953 | BD Facs Count |  | NK Celltac F 6400 |  | BTS 330/370
Kiambu West |  | Kinale Forest Dispensary | 10613 |  | MoH
Kiambu West |  | Lari Health Centre | 10655 | 19.9 | MoH | 216 | 610 | 826
Kiambu West |  | Limuru Health Centre | 10661 | 7.8 | MoH | 42 | 540 | 582
Kiambu West |  | Lussigetti Health Centre | 10666 | 29.4 | MoH
Kiambu West |  | Ndeiya Health Centre | 10831 | 1.2 | MoH | 56 | 102 | 158
Kiambu West |  | Nyathuna Health Centre | 10895 | 18.7 | MoH | 33 | 54 | 87
Kiambu West |  | Wangige Health Centre | 11170 | 21.6 | MoH | 91 | 261 | 352
Kiambu West | AIC Kijabe Mission Hosiptal | 4 | 10602 |  | FBO | 586 | 2769 | 3355 | BD Facs Count |  | - |  | Humalyzer 2000/3000
Kiambu West |  | Kijabe Hospital(Githunguri) |  |  | FBO | 321 |  | 321
Kiambu West |  | Kijabe Hospital(Marira) | 10693 |  | FBO | 763 |  | 763
Kiambu West |  | Kijabe Hospital(Njabini) |  |  | FBO | 230 |  | 230
Kiambu West |  | Kijabe Hospital(Thigio) |  |  | FBO | 202 |  | 202
Kiambu West | Nazareth Mission Hospital | 8 | 10825 |  | FBO | 1470 | 4753 | 6223 | BD Facs Count |  | - |  | Humalyzer 2000/3000
Kiambu West |  | Nazareth(Kahawa Wendani) |  |  | FBO | 148 |  | 148
Kiambu West |  | Nazareth(Kivuli) |  |  | FBO | 23 |  | 23
Kiambu West |  | Nazareth(Korogocho) |  |  | FBO | 221 |  | 221
Kiambu West |  | Nazareth(Limuru) | 10825 |  | FBO | 256 |  | 256
Kiambu West |  | Nazareth(Ruiru) | 17940 |  | FBO | 254 | 433 | 687
Kiambu West |  | Nazareth(Sacred Heart) |  |  | FBO | 258 |  | 258
Kiambu West |  | Nazareth(Tinganga) |  |  | FBO | 166 |  | 166
Kiambu West |  | Nazareth(Westlands) |  |  | FBO | 281 |  | 281
Kiambu West | Kikuyu PCEA Hospital | 5 | 10603 |  | FBO | 987 |  | 987 | Partec Cyflow |  | - |  | Humalyzer 2000/3000
Kiambu West |  | PCEA Kikuyu(Embulbul) |  |  | FBO | 8 |  | 8
Kiambu West |  | PCEA Kikuyu(Gachie) |  |  | FBO | 82 |  | 82
Kiambu West |  | PCEA Kikuyu(Kiserian) |  |  | FBO | 15 |  | 15
Kiambu West |  | PCEA Kikuyu(Uthiru) |  |  | FBO | 24 |  | 24
Kiambu West |  | PCEA Kikuyu(Wangige) |  |  | FBO | 120 |  | 120
Thika | Thika District Hospital | 7 | 11094 |  | MoH | 2616 |  | 2616 | BD Facs Calibur |  | Beckman Coulter Ac·T CP5 |  | Eurolyser
[9 empty] | BD Facs Count |  | NK Celltac F 8222 |  | Humalyzer 2000/3000
Thika |  | Gatura Health Center | 10236 | 36.8 | MoH | 104 |  | 104
Thika |  | Juja farm Dispensary | 10386 | 15 | MoH | 80 | 147 | 227
Thika |  | Kiandutu Health Clinic | 16814 |  | MoH |  |  | 0
Thika |  | Kirwara Health Centre | 10640 | 27.6 | MoH | 457 |  | 457
Thika |  | Mitubiri Health Centre | 10733 | 17.7 | MoH | 95 |  | 95
Thika |  | Ngoliba Health Centre | 10869 |  | MoH | 250 | 870 | 1120
Thika |  | Ruiru Health Clinic | 18184 | 45.4 | MoH | 377 |  | 377
Thika | St Mulumba Mission Hospital | 2 | 10765 |  | FBO | 583 | 1231 | 1814 | Partec Cyflow |  |  |  | Humalyzer 2000/3000
Thika |  | Naidu Hospital | 10819 |  | FBO
Thika |  | Thika Nursing Home | 11097 |  | FBO | 45 | 146 | 191
Kirinyaga | Kerugoya District Hospital | 9 | 10520 |  | MoH | 1362 | 3476 | 4838 | BD Facs Count |  | NK Celltac F 6400 |  | BTS 330/370
Kirinyaga |  | Sagana Rural Health Demonstration Centre | 10994 | 14.8 | MoH | 154 | 996 | 1150 |  |  | NK Celltac F 6400
Kirinyaga |  | Kimbimbi Sub-District Hospital | 10607 | 22.9 | MoH | 569 | 1329 | 1898 |  |  | NK Celltac F 6400
Kirinyaga |  | Baricho Health Centre | 10049 | 23.1 | MoH | 86 | 170 | 256
Kirinyaga |  | Difathas Health Centre | 10109 | 19.4 | MoH | 74 | 157 | 231
Kirinyaga |  | Kabare Health Centre | 10388 | 17.3 | MoH | 61 | 106 | 167
Kirinyaga |  | Kagumo Dispensary | 10402 | 6 | MoH | 434 | 211 | 645
Kirinyaga |  | Kangaita Health Centre (Ndia) | 10462 | 1.2 | MoH | 21 | 17 | 38
Kirinyaga |  | Kiamutugu Health Centre | 10544 | 27.4 | MoH | 78 | 184 | 262
Kirinyaga |  | Kianyaga Sub-District Hospital | 10565 | 19 | MoH | 104 | 2559 | 2663
Kirinyaga |  | Kiumbu Health Centre | 10641 |  | MoH | 1316 | 12 | 1328
Kirinyaga |  | Murinduko Health Centre | 10781 | 28.5 | MoH | 6 | 14 | 20
Kirinyaga | Mwea Mission Hospital | 11 | 10808 |  | FBO | 51 | 98 | 149 | Partec Cyflow |  | - |  | Humalyzer 2000/3000
Kirinyaga |  | Mt. Kenya (ACK) Hospital | 10738 |  | FBO | 154 | 316 | 470 |  |  | NK Celltac F 6400
Kirinyaga |  | Christian Community Clinic | 10092 |  | FBO |  |  | 0
Kirinyaga |  | Gatumbi SDA Dispensary | 10232 |  | FBO |  |  | 0
Kirinyaga |  | Kagio Catholic Dispensary | 10398 |  | FBO | 30 |  | 30
Kirinyaga |  | Kimorori CBO |  |  | FBO | 162 |  | 162
Kirinyaga |  | Saikaka CBO |  |  | FBO | 87 |  | 87
Kirinyaga |  | Umoja CBO |  |  | FBO | 148 |  | 148
Kirinyaga |  | Karaini ACK Dispensary | 10478 |  | FBO |  |  | 0
Kirinyaga |  | Kerugoya catholic Dispensary | 10519 |  | FBO |  |  | 0
Kirinyaga |  | Kutus Catholic Dispensary | 10646 |  | FBO |  |  | 0
Kirinyaga |  | Sacred heart Kangaita Catholic Dispensary | 10989 |  | FBO |  |  | 0
Muranga East | Muranga District Hospital | 12 | 10777 |  | MoH | 2470 | 3808 | 6278 | BD Facs Count |  | NK Celltac F 6400
Muranga East |  | Kangema Sub-District Hospital | 10470 | 24.7 | MoH | 830 |  | 830 | - |  | NK Celltac F 6400 |  | Metrolab
Muranga East |  | Muriranjas Sub-District Hospital | 10782 | 23.7 | MoH | 247 |  | 247 |  |  | NK Celltac F 6400
Muranga East |  | Ebenezer Dispensary Muranga |  |  | MoH | 312 |  | 312
Muranga East |  | GK Prisons Dispensary | 10287 |  | MoH |  |  | 0
Muranga East |  | Kihoya Medical Centre | 10595 | 41.4 | FBO | 21 |  | 21
Muranga East |  | Kiria Dispensary | 10624 | 13.5 | MoH | 12 | 112 | 124
Muranga East |  | Kiria-ini Dispensary | 10627 | 32.7 | MoH | 211 | 649 | 860
Muranga East |  | Kirogo Health Center | 10635 | 16.6 | MoH | 133 | 234 | 367
Muranga East |  | Matharaite Dispensary | 10706 | 31.3 | MoH | 28 |  | 28
Muranga East |  | Mugeka Dispensary | 10744 | 13.2 | MoH | 151 | 210 | 361
Muranga East |  | Mutithi Health Centre | 10798 | 32.1 | MoH | 22 | 53 | 75
Muranga East |  | Nyakianga Health Center | 10893 | 32.2 | MoH | 190 | 282 | 472
Muranga South | Maragua District Hospital | 6 | 10686 |  | MoH | 3348 | 6860 | 10208 | BD Facs Count |  | NK Celltac F 6400 |  | BTS 310/305
Muranga South |  | Makuyu H/C | 10674 | 18 | MoH | 228 | 357 | 585 |  |  |  |  | BTS 310/305
Muranga South |  | Gaichanjiru Hospital | 10199 |  | MoH | 147 | 191 | 338
Muranga South |  | Kandara Health Centre | 10459 | 28.6 | MoH |  |  | 0
Muranga South |  | Maragua Ridge Health Centre | 10687 | 11.5 | MoH |  |  | 0
Muranga South |  | Sabasaba Sub-Health Centre | 10987 | 11.4 | MoH | 111 | 173 | 284
Muranga South |  | Ichagaki (Mission) Health Centre | 10332 | 9.3 | MoH |  |  | 0
Muranga South |  | Kigumo Health Centre (Muranga South) | 10588 | 20.3 | MoH | 144 | 64 | 208
Nyandarua North | Nyahururu District Hospital |  | 10890 |  | MoH | 53 |  | 53 | BD Facs Count |  | NK Celltac F 6400 |  | BTS 310/305
Beckman Coulter Ac·T Diff II
Nyandarua North |  | Olkalou Sub District Hospital | 10916 |  | MoH | 898 |  | 898 | - | BD Facs Count | NK Celltac F 6400
Nyandarua South |  | Engineer District Hospital | 10171 |  | MoH | 521 |  | 521 | - |  | NK Celltac F 6400 |  | Metrolab
Nyandarua South |  | Njabini Health Centre | 10878 |  | MoH | 42 |  | 42 | - |  | NK Celltac F 6400
Nyandarua North |  | Kasuku Health Centre | 10509 | 15.9 | MoH | 159 |  | 159
Nyandarua North |  | Mirangine Health Centre | 10732 | 33.2 | MoH | 114 | 379 | 493
Nyandarua North |  | Silibwet Dispensary (Nyandarua North) | 11009 | 50.6 | MoH | 95 | 154 | 249
Nyandarua North |  | Maina & Mwangi Health Centre | 10671 | * | MoH |  |  | 0
Nyandarua North |  | Mukindu Dispensary. | 10756 | * | MoH | 60 |  | 60
Nyandarua North |  | New Mawingu Dispensary | 10851 | * | MoH | 20 | 23 | 43
Nyandarua North |  | New Tumaini Dispensary | 10852 | * | MoH | 62 |  | 62
Nyandarua North |  | Ngano Health Centre | 10856 | * | MoH |  |  | 0
Nyandarua North |  | Olkalou (ACK) Dispensary | 10915 | * | FBO | 9 |  | 9
Nyandarua North |  | GK Prisons Dispensary | 10189 |  | MoH |  |  | 0
Nyandarua North |  | Kenton Dispensary | 10513 |  | MoH | 61 |  | 61
Nyandarua North |  | Kirima Dispensary | 10630 |  | MoH |  |  | 0
Nyandarua North |  | Kirogo Dispensary | 10635 |  | MoH | 133 | 234 | 367
Nyandarua North |  | Leshau Pondo Health Centre | 10657 |  | MoH |  |  | 0
Nyandarua North |  | Maina Village Dispensary | 10672 |  | MoH |  |  | 0
Nyandarua North |  | Ndaragwa Health Centre | 10829 |  | MoH | 222 | 481 | 703
Nyandarua North |  | Subuku Dispensary | 11076 |  | MoH |  |  | 0
Nyandarua South |  | Gathiriga Dispensary |  |  | MoH |  |  | 0
Nyandarua South |  | Manunga Dispensary | 10681 |  | MoH | 79 | 121 | 200
Nyandarua South |  | Wanjohi Health Centre | 11173 |  | MoH | 114 | 187 | 301
Nyandarua South |  | Bamboo Dispensary | 10044 |  | MoH | 74 | 201 | 275
Nyandarua South |  | Karangatha Dispensary | 10841 |  | MoH | 34 | 53 | 87
Nyandarua South | North Kinangop Catholic Hospital | 2 | 10887 |  | FBO | 868 | 1619 | 2487 | Partec Cyflow |  | -
Nyandarua South |  | St Lukes Clinic |  |  | FBO
Nyandarua South |  | St Peter & Paul Clinic |  |  | FBO
Nyeri North (Mathira) | Karatina District Hospital | 9 | 10485 |  | MoH | 1727 |  | 1727 | BD Facs Count |  | NK Celltac F 6400 |  | Metrolab
Nyeri North (Mathira) |  | Gatei Dispensary | 10210 | 10.3 | MoH
Nyeri North (Mathira) |  | Gatondo Dispensary (Nyeri North) | 10224 | 6.8 | MoH
Nyeri North (Mathira) |  | Itiati Dispensary | 10360 | 9.1 | MoH
Nyeri North (Mathira) |  | Itundu Dispensary | 10361 | 13.3 | MoH
Nyeri North (Mathira) |  | Kahuru Dispensary (Nyeri North) | 10427 | 4.6 | MoH
Nyeri North (Mathira) |  | Kiamabara Dispensary | 10530 | 4.3 | MoH
Nyeri North (Mathira) |  | Ndimaini Dispensary | 10833 | 6.5 | MoH
Nyeri North (Mathira) |  | Ngorano Health Centre | 10870 | 13.9 | MoH | 69 | 142 | 211
Nyeri North (Mathira) |  | Wakamara Health Centre |  | 8.1 | MoH
Nyeri North (Kieni) | Naromoru District Hospital | 12 | 10822 |  | MoH | 253 |  |  | BD Facs Count |  | NK Celltac F 6400
Nyeri North (Kieni) |  | Bellevue Health Centre | 10055 |  | MoH | 21
Nyeri North (Kieni) |  | Embaringo Dispensary | 10166 |  | MoH
Nyeri North (Kieni) |  | Endarasha Rural Health Centre | 10170 |  | MoH | 73
Nyeri North (Kieni) |  | Gakawa Dispensary | 10200 | 25.5 | MoH
Nyeri North (Kieni) |  | Kamburaini Health Centre | 10447 | 26.7 | MoH
Nyeri North (Kieni) |  | Karemeno Dispensary | 10490 | * | MoH
Nyeri North (Kieni) |  | Kiamathaga Dispensary | 10536 | 14 | MoH
Nyeri North (Kieni) |  | Mugunda Dispensary | 10749 | * | MoH | 56
Nyeri North (Kieni) |  | Mureru Dispensary | 10780 | 4.9 | MoH
Nyeri North (Kieni) |  | Ndathi Dispensary | 10830 | * | MoH
Nyeri North (Kieni) |  | Warazo Rural Health Centre | 11176 | * | MoH | 27
Nyeri North (Kieni) |  | Watuka Dispensary | 111178 | * | MoH
Nyeri North (Mathira) | Tumutumu PCEA Hospital | 12 | 11124 |  | FBO | 865 |  | 873 | BD Facs Count |  | NK Celltac F 6400 |  | Humalyzer 2000/3000
[7 empty] | 8 | [5 empty] | Metrolab
Nyeri North (Mathira) |  | Karatina Catholic Dispensary | 10484 |  | FBO |  |  | 0
Nyeri North (Mathira) |  | Kiaruhiu (PCEA) Health Centre | 10567 | * | FBO |  |  | 0
Nyeri North (Mathira) |  | Magutu (PCEA) Dispensary | 10669 |  | FBO |  |  | 0
Nyeri North (Mathira) |  | Mt. Kenya Narumoru M/C | 10741 |  | FBO | 56 |  | 56
Nyeri North (Mathira) |  | Mugunda Mission Dispensary | 10749 |  | FBO | 231 | 460 | 691
Nyeri North (Mathira) |  | Ngandu Catholic Dispensary | 10855 |  | FBO |  |  | 0
Nyeri North (Mathira) |  | Tumutumu(Gatithi) |  |  | FBO | 30 |  | 30
Nyeri North (Mathira) |  | Tumutumu(Ichamara) |  |  | FBO | 28 |  | 28
Nyeri North (Mathira) |  | Tumutumu(Kiaruhiu) |  |  | FBO | 28 |  | 28
Nyeri North (Mathira) |  | Tumutumu(Kiburu) |  |  | FBO | 24 |  | 24
Nyeri North (Mathira) |  | Tumutumu(Ngorano) |  |  | FBO | 27 |  | 27
Nyeri North (Mathira) |  | Tumutumu(Njoki -ini) |  |  | FBO | 43 |  | 43
Nyeri North (Kieni) | Mugunda Mission Dispensary | 6 | 10750 |  | FBO | 231 |  | 691 | Partec Cyflow |  | NK Celltac F 6400
460
Nyeri North (Kieni) |  | Mbiriri Catholic Dispensary | 10713 |  | FBO
Nyeri North (Kieni) |  | Bethsaida (PCEA) Dispensary (Nyeri) | 10063 |  | FBO
Nyeri North (Kieni) |  | Mary Immaculate Hospital | 10700 |  | FBO | 197 | 332 | 529
Nyeri North (Kieni) |  | Narumoru Catholic Dispensary | 16816 |  | FBO | 262 | 498 | 760
Nyeri North (Kieni) |  | St John Catholic Dispensary | 16817 |  | FBO
Nyeri North (Kieni) |  | Narumoru Disabled Children's Home | 10823 |  | FBO
Nyeri South | Nyeri Provincial General Hospital | 28 | 10903 |  | MoH | 1943 |  | 7039 | BD Facs Calibur |  | NK Celltac F 8222 |  | Eurolyser
[7 empty] | 5096 |  | BD Facs Count |  | Beckman Coulter Ac·T CP5 |  | BTS 310/305
Nyeri South |  | Mt. Kenya District Hospital |  | 4.5 | MoH | 438 |  | 438 | - |  | NK Celltac F 6400
Nyeri South |  | Othaya Sub-District. Hospital | 10922 | 17.7 | MoH | 712 |  | 712 |  |  | NK Celltac F 6400 |  | Metrolab
Nyeri South |  | Aguthi Dispensary | 10017 |  | MoH |  |  | 0
Nyeri South |  | Gichiche Sub Health Center | 10249 | 24.8 | MoH | 5 |  | 5
Nyeri South |  | Gichira Sub-Health Centre | 10251 | 12.5 | MoH | 130 |  | 130
Nyeri South |  | Gumba Health Centre | 10305 | 36 | MoH |  |  | 0
Nyeri South |  | Ichamara Dispensary | 10333 | 3.3 | MoH | 1999 | 3760 | 5759
Nyeri South |  | Igana Dispensary | 10337 | 5.6 | MoH |  |  | 0
Nyeri South |  | Kaheti Dispensary & Maternity | 10420 | 5.5 | MoH |  |  | 0
Nyeri South |  | Karaba Dispensary (Nyeri South) | 10477 | 74.9 | MoH |  |  | 0
Nyeri South |  | Karaba Health Center | 10476 | 14 | MoH | 68 |  | 68
Nyeri South |  | Karundu Dispensary | 10505 | 5.5 | MoH |  |  | 0
Nyeri South |  | Kiganjo Market Dispensary |  | 14.4 | MoH | 188 | 297 | 485
Nyeri South |  | Kiuu Dispensary | 10643 | 35.7 | MoH |  |  | 0
Nyeri South |  | Mercy Medical Clinic (Othaya) | 10721 | 17 | MoH | 153 |  | 153
Nyeri South |  | Mihuti Dispensary (Nyeri South) | 10729 | 5.5 | MoH |  |  | 0
Nyeri South |  | Mukuruweini Sub District Hopital |  |  | MoH | 583 |  | 583
Nyeri South |  | Muthuthiini Dispensary | 10794 | 6.2 | MoH |  |  | 0
Nyeri South |  | Mweru Dispensary (Nyeri South) | 10814 | 12.1 | MoH |  |  | 0
Nyeri South |  | Njoki Dispensary | 10884 | 7.1 | MoH |  |  | 0
Nyeri South |  | Nyakio Womens Group-Mweiga |  | 17.4 | MoH | 127 |  | 127
Nyeri South |  | Nyeri Surgicare Clinic |  | 0 | MoH | 73 |  | 73
Nyeri South |  | Nyeri Town VCT |  | 0 | MoH | 18 |  | 18
Nyeri South |  | Nyeri Youth Heath Centre | 10906 | 6.9 | MoH | 256 |  | 256
Nyeri South |  | Outspan Hospital | 10924 | 0 | MoH | 149 | 196 | 345
Nyeri South |  | Tambaya Dispensary | 11083 | 7.1 | MoH |  |  | 0
Nyeri South |  | Thangathi Dispensary | 11090 | 36 | MoH | 65 |  | 65
Nyeri South |  | Wamagana Health Centre | 11161 | 8.4 | MoH | 202 |  | 202
Nyeri South | Consolata Mathari Hospital | 2 | 10100 |  | FBO | 849 |  | 2721 | Partec Cyflow |  | - |  | Humalyzer 2000/3000
[7 empty] | 1872 | [5 empty] | Humastar 180
Nyeri South |  | consolata(Nyeri main Pri) |  |  | FBO | 39 |  | 39
Nyeri South |  | consolata(Tumaini Huruma) |  |  | FBO | 63 |  | 63
[6 empty] | 46127 | 62940 | 155194
KEY FOR TYPE
MoH | Minstry of Health
FBO | Faith Based Organisation
LA | Local Authority
PRS | Prisons
PAR | parastatal
OPI | Other Public Instituition
AMF | Armed Forces
Note on C220: Judi: Earmarked for placement of Facs Count but low CD4 volumes. Site not eligible for placement

## Sheet1 (hidden)
Province | County | Facility Name | Level | Existing CD4 Equipment | Existing HematologyEquipment | Existing Chemistry Equipment | Withdrawal of exisitng CD4 equipment | Withdrawal of exisitng Hematology equipment | Withdrawal of exisitng Chemistry equipment | Type of Referral Network | Current Sample networks | Proposed Sample Netwrok | Distances to central Hub (KM) | Proposed CD4 equipment placement | Proposed Placement of Hematology equipment | Proposed Placement of Chemistry equipment | Verdict of placement | Proposed date of Placement | Progess of CD4 Placement | progress of Hematology placement | Progess of ChemistryPlacement | Comments
Central | Kiambu | Gatundu | 5 | BD Facs Count Machine | Beckman coulter ACT Diff II | Humalyzer 2000/3000 |  |  | Jr | MoH | Central Hub | Current | 0.3 | [9 empty] | CD4 Equipment | Hematology Equipment | Chemistry Equipment | CD4 Proposed | Hematology Proposed | Chemisty proposed
Central | Kiambu | Karatu | 3 | [6 empty] | MoH | Gatundu | Current | [10 empty] | BD Facs Calibur Machine | Nihon Kodhen Celltaf F 6400 | Bio-systmes BTS 330/370 | BD Facs Count Machine
Central | Kiambu | Ngenda | 3 | [6 empty] | MoH | Gatundu | Current | [10 empty] | BD Facs Count Machine | Nihon Kodhen Celltaf F 8222 | Bio-systmes BTS 310/305 | BD Facs Calibur Machine
Central | Kiambu | Igegania | 3 |  | Nihon Kodhen Celltaf F 6400 |  |  |  |  | MoH | Gatundu | Current |  |  |  | Yes | [6 empty] | Partec Cyflow | Beckman coulter ACT Diff II | Metrolab
Central | Kiambu | Ngorongo | 3 | [6 empty] | MoH | Gatundu | Current | [11 empty] | Beckman coulter ACT CP5 | Humalyzer 2000/3000
Central | Kiambu | Gachika | 2 | [6 empty] | MoH | Gatundu | Current | [11 empty] | Sysmex | Humastar 180
Central | Kiambu | Gitare | 2 | [6 empty] | MoH | Gatundu | Current | [12 empty] | Jr
Central | Kiambu | Kiganjo | 2 | [6 empty] | MoH | Gatundu | Current | [12 empty] | Eurolyser
Central | Kiambu | Munyu-ini | 2 | [6 empty] | MoH | Gatundu | Current
Central | Kiambu | Gachege | 2 | [6 empty] | MoH | Gatundu | Current
Central | Kiambu | Gakoe | 2 | [6 empty] | MoH | Gatundu | Current
Central | Kiambu | Kieni | 2 | [6 empty] | MoH | Gatundu | Current
Central | Kiambu | Mataara | 2 | [6 empty] | MoH | Gatundu | Current
Central | Kiambu | Mbici | 2 | [6 empty] | MoH | Gatundu | Current
Central | Kiambu | Kiambu | 5 | BD Facs Count Machine | Beckman coulter ACT Diff II | Humastar 180 |  |  | Jr | MoH | Central Hub | Current
Central | Kiambu | Kihara | 4 |  | Nihon Kodhen Celltaf F 6400 |  |  |  |  | MoH | Kiambu | Current
Central | Kiambu | Kigumo | 3 |  |  |  |  | Nihon Kodhen Celltaf F 6400 |  | MoH | Kiambu | Current |  |  |  | Yes
Central | Kiambu | Karuri | 3 | [6 empty] | MoH | Kiambu | Current
Central | Kiambu | Githiga | 3 | [6 empty] | MoH | Kiambu | Current
Central | Kiambu | Githunguri | 3 | [6 empty] | MoH | Kiambu | Current
Central | Kiambu | Karia | 3 | [6 empty] | MoH | Kiambu | Current
Central | Kiambu | Ngewa | 3 | [6 empty] | MoH | Kiambu | Current
Central | Kiambu | Kijabe (Githunguri) | 3 | [6 empty] | FBO | AIC Kijabe Mission Hosiptal | Current
Central | Kiambu | Kijabe (Marira) | 3 | [6 empty] | FBO | AIC Kijabe Mission Hosiptal | Current
Central | Kiambu | Kijabe (Njabini) | 3 | [6 empty] | FBO | AIC Kijabe Mission Hosiptal | Current
Central | Kiambu | Kijabe (Thigio) | 3 | [6 empty] | FBO | AIC Kijabe Mission Hosiptal | Current
Central | Kiambu | Nazareth(Kahawa Wendani) | 2 | [6 empty] | FBO | Nazareth Mission Hospital | Current
Central | Kiambu | Nazareth(Kivuli) | 2 | [6 empty] | FBO | Nazareth Mission Hospital | Current
Central | Kiambu | Nazareth(Korogocho) | 2 | [6 empty] | FBO | Nazareth Mission Hospital | Current
Central | Kiambu | Nazareth(Limuru) | 2 | [6 empty] | FBO | Nazareth Mission Hospital | Current
Central | Kiambu | Nazareth(Ruiru) | 2 | [6 empty] | FBO | Nazareth Mission Hospital | Current
Central | Kiambu | Nazareth(Sacred Heart) | 2 | [6 empty] | FBO | Nazareth Mission Hospital | Current
Central | Kiambu | Nazareth(Tinganga) | 2 | [6 empty] | FBO | Nazareth Mission Hospital | Current
Central | Kiambu | Nazareth(Westlands) | 2 | [6 empty] | FBO | Nazareth Mission Hospital | Current
Central | Kiambu | PCEA Kikuyu(Embulbul) | 2 | [6 empty] | FBO | Kikuyu PCEA Hospital | Current
Central | Kiambu | PCEA Kikuyu(Gachie) | 2 | [6 empty] | FBO | Kikuyu PCEA Hospital | Current
Central | Kiambu | PCEA Kikuyu(Kiserian) | 2 | [6 empty] | FBO | Kikuyu PCEA Hospital | Current
Central | Kiambu | PCEA Kikuyu(Uthiru) | 2 | [6 empty] | FBO | Kikuyu PCEA Hospital | Current
Central | Kiambu | PCEA Kikuyu(Wangige) | 2 | [6 empty] | FBO | Kikuyu PCEA Hospital | Current
Central | Kirinyaga | Kianyaga | 4 | [6 empty] | MoH | Kerugoya Dsitrict Hospital | Current
Central | Kirinyaga | Kimbimbi | 4 | [6 empty] | MoH | Kerugoya Dsitrict Hospital | Current
Central | Kirinyaga | Kabare | 3 | [6 empty] | MoH | Kerugoya Dsitrict Hospital | Current
Central | Kirinyaga | Kangaita (Ndia) | 3 | [6 empty] | MoH | Kerugoya Dsitrict Hospital | Current
Central | Kirinyaga | Kiamutugu | 3 | [6 empty] | MoH | Kerugoya Dsitrict Hospital | Current
Central | Kirinyaga | Kiumbu | 3 | [6 empty] | MoH | Kerugoya Dsitrict Hospital | Current
Central | Kirinyaga | Murinduko | 3 | [6 empty] | MoH | Kerugoya Dsitrict Hospital | Current
Central | Kirinyaga | Sagana Rural | 3 |  | Nihon Kodhen Celltaf F 6400 |  |  | Nihon Kodhen Celltaf F 6400 |  | MoH | Kerugoya Dsitrict Hospital | Current
Central | Kirinyaga | Baricho | 3 | [6 empty] | MoH | Kerugoya Dsitrict Hospital | Current
Central | Kirinyaga | Difathas | 3 | [6 empty] | MoH | Kerugoya Dsitrict Hospital | Current
Central | Kirinyaga | Kagumo | 2 | [6 empty] | MoH | Kerugoya Dsitrict Hospital | Current
Central | Kirinyaga | Mt. Kenya (ACK) | 4 | [6 empty] | FBO | Mwea Mission | Current
Central | Kirinyaga | Gatumbi SDA | 2 | [6 empty] | FBO | Mwea Mission | Current
Central | Kirinyaga | Kagio Catholic | 2 | [6 empty] | FBO | Mwea Mission | Current
Central | Kirinyaga | Karaini ACK | 2 | [6 empty] | FBO | Mwea Mission | Current
Central | Kirinyaga | Kerugoya catholic | 2 | [6 empty] | FBO | Mwea Mission | Current
Central | Kirinyaga | Kutus Catholic | 2 | [6 empty] | FBO | Mwea Mission | Current
Central | Kirinyaga | Sacred heart Kangaita Catholic | 2 | [6 empty] | FBO | Mwea Mission | Current
Central | Kirinyaga | Christian Community | 1 | [6 empty] | FBO | Mwea Mission | Current
Central | Kirinyaga | Kimorori CBO | 1 | [6 empty] | FBO | Mwea Mission | Current
Central | Kirinyaga | Saikaka CBO | 1 | [6 empty] | FBO | Mwea Mission | Current
Central | Kirinyaga | Umoja CBO | 1 | [6 empty] | FBO | Mwea Mission | Current
Central | Muranga | Kangema | 4 | [6 empty] | MoH | Muranga District Hospital | Current
Central | Muranga | Muriranjas | 4 | [6 empty] | MoH | Muranga District Hospital | Current
Central | Muranga | Mutithi | 3 | [6 empty] | MoH | Muranga District Hospital | Current
Central | Muranga | Nyakianga | 3 | [6 empty] | MoH | Muranga District Hospital | Current
Central | Muranga | Kirogo | 3 | [6 empty] | MoH | Muranga District Hospital | Current
Central | Muranga | Ebenezer Muranga | 2 | [6 empty] | MoH | Muranga District Hospital | Current
Central | Muranga | GK Prisons | 2 | [6 empty] | MoH | Muranga District Hospital | Current
Central | Muranga | Kiria-ini | 2 |  | Nihon Kodhen Celltaf F 6400 | Metrolab |  |  |  | MoH | Muranga District Hospital | Current
Central | Muranga | Matharaite | 2 | [6 empty] | FBO | Muranga District Hospital | Current
Central | Muranga | Mugeka | 2 |  | Nihon Kodhen Celltaf F 6400 |  |  |  |  | MoH | Muranga District Hospital | Current
Central | Muranga | Kiria | 2 | [6 empty] | MoH | Muranga District Hospital | Current
Central | Muranga | Kihoya | 1 | [6 empty] | MoH | Muranga District Hospital | Current
Central | Muranga | Gaichanjiru | 4 | [6 empty] | MoH | Muranga District Hospital | Current
Central | Muranga | Kandara | 3 | [6 empty] | MoH | Muranga District Hospital | Current
Central | Muranga | Maragua Ridge | 3 | [6 empty] | MoH | Muranga District Hospital | Current
Central | Muranga | Sabasaba | 3 | [6 empty] | MoH | Muranga District Hospital | Current
Central | Muranga | Ichagaki (Mission) | 3 | [6 empty] | MoH | Muranga District Hospital | Current
Central | Muranga | Makuyu | 3 | [6 empty] | MoH | Muranga District Hospital | Current
Central | Muranga | Kigumo (Muranga South) | 3 | [6 empty] | MoH | Muranga District Hospital | Current
Central | Nyandarua | Engineer | 5 | [6 empty] | MoH | Muranga District Hospital | Current
Central | Nyandarua | Leshau Pondo | 3 | [6 empty] | MoH | Muranga District Hospital | Current
Central | Nyandarua | Ndaragwa | 3 | [6 empty] | MoH | Muranga District Hospital | Current
Central | Nyandarua | Njabini | 3 | [6 empty] | MoH | Muranga District Hospital | Current
Central | Nyandarua | GK Prisons | 2 | [6 empty] | MoH | Muranga District Hospital | Current
Central | Nyandarua | Kenton | 2 | [6 empty] | MoH | Muranga District Hospital | Current
Central | Nyandarua | Kirima | 2 | [6 empty] | MoH | Muranga District Hospital | Current
Central | Nyandarua | Kirogo | 2 | [6 empty] | MoH | Muranga District Hospital | Current
Central | Nyandarua | Maina Village | 2 | [6 empty] | MoH | Muranga District Hospital | Current
Central | Nyandarua | Subuku | 2 | [6 empty] | MoH | Muranga District Hospital | Current
Central | Nyandarua | Gathiriga | 2 | [6 empty] | MoH | Muranga District Hospital | Current
Central | Nyandarua | Manunga | 2 | [6 empty] | MoH | Muranga District Hospital | Current
Central | Nyandarua | Wanjohi | 2 | [6 empty] | MoH | Muranga District Hospital | Current
Central | Nyandarua | Bamboo | 2 | [6 empty] | MoH | Muranga District Hospital | Current
Central | Nyandarua | Karangatha | 2 | [6 empty] | MoH | Muranga District Hospital | Current
Central | Nyandarua | Maina & Mwangi | 3 | [6 empty] | MoH | Muranga District Hospital | Current
Central | Nyandarua | Mirangine | 3 | [6 empty] | MoH | Muranga District Hospital | Current
Central | Nyandarua | Ngano | 3 | [6 empty] | MoH | Muranga District Hospital | Current
Central | Nyandarua | Kasuku | 2 | [6 empty] | MoH | Muranga District Hospital | Current
Central | Nyandarua | Mukindu . | 2 | [6 empty] | MoH | Muranga District Hospital | Current
Central | Nyandarua | New Mawingu | 2 | [6 empty] | MoH | Muranga District Hospital | Current
Central | Nyandarua | New Tumaini | 2 | [6 empty] | MoH | Muranga District Hospital | Current
Central | Nyandarua | Olkalou (ACK) | 2 | [6 empty] | MoH | Muranga District Hospital | Current
Central | Nyandarua | Silibwet (Nyandarua North) | 2 | [6 empty] | MoH | Muranga District Hospital | Current
Central | Nyandarua | St Lukes Clinic | 1 | [6 empty] | MoH | Muranga District Hospital | Current
Central | Nyandarua | St Peter & Paul Clinic | 1 | [6 empty] | MoH | Muranga District Hospital | Current
Central | Nyeri | Ngorano | 3 | [6 empty] | MoH | Muranga District Hospital | Current
Central | Nyeri | Wakamara | 3 | [6 empty] | MoH | Muranga District Hospital | Current
Central | Nyeri | Gatei | 2 | [6 empty] | MoH | Muranga District Hospital | Current
Central | Nyeri | Gatondo (Nyeri North) | 2 | [6 empty] | MoH | Muranga District Hospital | Current
Central | Nyeri | Itiati | 2 | [6 empty] | MoH | Muranga District Hospital | Current
Central | Nyeri | Itundu | 2 | [6 empty] | MoH | Muranga District Hospital | Current
Central | Nyeri | Kahuru (Nyeri North) | 2 | [6 empty] | MoH | Muranga District Hospital | Current
Central | Nyeri | Kiamabara | 2 | [6 empty] | MoH | Muranga District Hospital | Current
Central | Nyeri | Ndimaini | 2 | [6 empty] | MoH | Muranga District Hospital | Current
Central | Nyeri | Bellevue | 3 | [6 empty] | MoH | Muranga District Hospital | Current
Central | Nyeri | Embaringo | 2 | [6 empty] | MoH | Muranga District Hospital | Current
Central | Nyeri | Endarasha Rural | 3 | [6 empty] | MoH | Muranga District Hospital | Current
Central | Nyeri | Gakawa | 2 | [6 empty] | MoH | Muranga District Hospital | Current
Central | Nyeri | Kamburaini | 3 | [6 empty] | MoH | Muranga District Hospital | Current
Central | Nyeri | Karemeno | 2 | [6 empty] | MoH | Muranga District Hospital | Current
Central | Nyeri | Kiamathaga | 2 | [6 empty] | MoH | Muranga District Hospital | Current
Central | Nyeri | Mugunda | 2 | [6 empty] | MoH | Muranga District Hospital | Current
Central | Nyeri | Mureru | 2 | [6 empty] | MoH | Muranga District Hospital | Current
Central | Nyeri | Ndathi | 2 | [6 empty] | MoH | Muranga District Hospital | Current
Central | Nyeri | Warazo Rural | 3 | [6 empty] | MoH | Muranga District Hospital | Current
Central | Nyeri | Watuka | 2 | [6 empty] | MoH | Muranga District Hospital | Current
Central | Nyeri | Karatina Catholic | 2 | [6 empty] | MoH | Muranga District Hospital | Current
Central | Nyeri | Kiaruhiu (PCEA) | 3 | [6 empty] | MoH | Muranga District Hospital | Current
Central | Nyeri | Magutu (PCEA) | 2 | [6 empty] | MoH | Muranga District Hospital | Current
Central | Nyeri | Mt. Kenya Narumoru M/C | 1 | [6 empty] | MoH | Muranga District Hospital | Current
Central | Nyeri | Mugunda Mission | 2 | [6 empty] | MoH | Muranga District Hospital | Current
Central | Nyeri | Ngandu Catholic | 2 | [6 empty] | MoH | Muranga District Hospital | Current
Central | Nyeri | Tumutumu(Gatithi) | 2 | [6 empty] | MoH | Muranga District Hospital | Current
Central | Nyeri | Tumutumu(Ichamara) | 2 | [6 empty] | MoH | Muranga District Hospital | Current
Central | Nyeri | Tumutumu(Kiaruhiu) | 2 | [6 empty] | MoH | Muranga District Hospital | Current
Central | Nyeri | Tumutumu(Kiburu) | 2 | [6 empty] | MoH | Muranga District Hospital | Current
Central | Nyeri | Tumutumu(Ngorano) | 2 | [6 empty] | MoH | Muranga District Hospital | Current
Central | Nyeri | Tumutumu(Njoki -ini) | 2 | [6 empty] | MoH | Muranga District Hospital | Current
Central | Nyeri | Mbiriri Catholic | 2 | [6 empty] | MoH | Muranga District Hospital | Current
Central | Nyeri | Bethsaida (PCEA) (Nyeri) | 2 | [6 empty] | MoH | Muranga District Hospital | Current
Central | Nyeri | Mary Immaculate | 4 | [6 empty] | MoH | Muranga District Hospital | Current
Central | Nyeri | Narumoru Catholic | 2 | [6 empty] | MoH | Muranga District Hospital | Current
Central | Nyeri | St John Catholic | 2 | [6 empty] | MoH | Muranga District Hospital | Current
Central | Nyeri | Narumoru Disabled Children's Home | 1 | [6 empty] | MoH | Muranga District Hospital | Current
Central | Nyeri | Gumba | 2 | [6 empty] | MoH | Muranga District Hospital | Current
Central | Nyeri | Ichamara | 2 | [6 empty] | MoH | Muranga District Hospital | Current
Central | Nyeri | Igana | 2 | [6 empty] | MoH | Muranga District Hospital | Current
Central | Nyeri | Kaheti & Maternity | 2 | [6 empty] | MoH | Muranga District Hospital | Current
Central | Nyeri | Karaba (Nyeri South) | 2 | [6 empty] | MoH | Muranga District Hospital | Current
Central | Nyeri | Karaba | 3 | [6 empty] | MoH | Muranga District Hospital | Current
Central | Nyeri | Karundu | 2 | [6 empty] | MoH | Muranga District Hospital | Current
Central | Nyeri | Kiuu | 2 | [6 empty] | MoH | Muranga District Hospital | Current
Central | Nyeri | Mihuti (Nyeri South) | 2 | [6 empty] | MoH | Muranga District Hospital | Current
Central | Nyeri | Muthuthiini | 2 | [6 empty] | MoH | Muranga District Hospital | Current
Central | Nyeri | Mweru (Nyeri South) | 2 | [6 empty] | MoH | Muranga District Hospital | Current
Central | Nyeri | Njoki | 2 | [6 empty] | MoH | Muranga District Hospital | Current
Central | Nyeri | Tambaya | 2 | [6 empty] | MoH | Muranga District Hospital | Current
Central | Nyeri | Thangathi | 2 | [6 empty] | MoH | Muranga District Hospital | Current
Central | Nyeri | consolata(Nyeri main Pri) | 4 | [6 empty] | MoH | Muranga District Hospital | Current
Central | Nyeri | consolata(Tumaini Huruma) | 2 | [6 empty] | MoH | Muranga District Hospital | Current
Central | Kiambu | Gatura | 3 | [6 empty] | MoH | Muranga District Hospital | Current
Central | Kiambu | Juja farm | 2 | [6 empty] | MoH | Muranga District Hospital | Current
Central | Kiambu | Kiandutu | 3 | [6 empty] | MoH | Muranga District Hospital | Current
Central | Kiambu | Kirwara | 3 | [6 empty] | MoH | Muranga District Hospital | Current
Central | Kiambu | Mitubiri | 3 | [6 empty] | MoH | Muranga District Hospital | Current
Central | Kiambu | Ngoliba | 3 | [6 empty] | MoH | Muranga District Hospital | Current
Central | Kiambu | Ruiru | 3 | [6 empty] | MoH | Muranga District Hospital | Current
Central | Kiambu | Naidu | 4 | [6 empty] | MoH | Muranga District Hospital | Current
Central | Kiambu | Thika Nursing Home | 4 | [6 empty] | MoH | Muranga District Hospital | Current
Central | Kiambu | Bamba Health Centre | [7 empty] | MoH | Muranga District Hospital | Current
Coast | Kilifi | Bomani | 2 | [6 empty] | MoH | Muranga District Hospital | Current
Coast | Kilifi | Chasimba | 2 | [6 empty] | MoH | Muranga District Hospital | Current
Coast | Kilifi | Ganze | 2 | [6 empty] | MoH | Muranga District Hospital | Current
Coast | Kilifi | Matsangoni | 2 | [6 empty] | MoH | Muranga District Hospital | Current
Coast | Kilifi | Vipingo | 3 | [6 empty] | MoH | Muranga District Hospital | Current
Coast | Kilifi | Vitengeni | 2 | [6 empty] | MoH | Muranga District Hospital | Current
Coast | Kilindini | Chaani (MCM) Dispensary | [7 empty] | MoH | Muranga District Hospital | Current
Coast | Kilindini | Kenya Ports Authority | [7 empty] | MoH | Muranga District Hospital | Current
Coast | Kilindini | Magongo Health Centre | [7 empty] | MoH | Muranga District Hospital | Current
Coast | Kilindini | Mikindani Catholic Dispensary | [7 empty] | MoH | Muranga District Hospital | Current
Coast | Kwale | Kibuyuni | 2 | [6 empty] | MoH | Kwale District Hospital | Current
Coast | Kwale | Kizibe | 2 | [6 empty] | MoH | Kwale District Hospital | Current
Coast | Kwale | Lukore | 2 | [6 empty] | MoH | Kwale District Hospital | Current
Coast | Kwale | Magodzoni | 2 | [6 empty] | MoH | Kwale District Hospital | Current
Coast | Kwale | Mazumalume | 2 | [6 empty] | MoH | Kwale District Hospital | Current
Coast | Kwale | Mkongani | 2 | [6 empty] | MoH | Kwale District Hospital | Current
Coast | Kwale | Mwapala | 2 | [6 empty] | MoH | Kwale District Hospital | Current
Coast | Kwale | Ng'ombeni | 2 | [6 empty] | MoH | Kwale District Hospital | Current
Coast | Kwale | Shimba Hills | 3 | [6 empty] | MoH | Kwale District Hospital | Current
Coast | Kwale | Tiwi | 3 | [6 empty] | MoH | Kwale District Hospital | Current
Coast | Kwale | Kinango | 5 |  |  | Humalyzer 2000/3000 |  |  |  | MoH | Kwale District Hospital | Current |  |  | Yes
Coast | Kwale | Lutsangani | 2 | [6 empty] | MoH | Kwale District Hospital | Current
Coast | Kwale | Mazeras | 2 | [6 empty] | MoH | Kwale District Hospital | Current
Coast | Kwale | Samburu | 3 | [6 empty] | MoH | Kwale District Hospital | Current
Coast | Kwale | Taru | 2 | [6 empty] | MoH | Kwale District Hospital | Current
Coast | Malindi | Adu | 2 | [6 empty] | MoH | Malindi District Hospital | Current
Coast | Malindi | Garashi | 2 | [6 empty] | MoH | Malindi District Hospital | Current
Coast | Malindi | Gede | 3 | [6 empty] | MoH | Malindi District Hospital | Current
Coast | Malindi | Gongoni | 3 | [6 empty] | MoH | Malindi District Hospital | Current
Coast | Malindi | Mambrui | 2 | [6 empty] | MoH | Malindi District Hospital | Current
Coast | Malindi | Marafa | 3 | [6 empty] | MoH | Malindi District Hospital | Current
Coast | Malindi | Marereni | 2 | [6 empty] | MoH | Malindi District Hospital | Current
Coast | Tana River | Garsen | 3 | [6 empty] | MoH | Malindi District Hospital | Current
Coast | Tana River | Kipini | 3 | [6 empty] | MoH | Malindi District Hospital | Current
Coast | Tana River | Mnazini | 2 | [6 empty] | MoH | Malindi District Hospital | Current
Coast | Tana River | Ngao | 4 | [6 empty] | MoH | Malindi District Hospital | Current
Coast | Tana River | Oda | 2 | [6 empty] | MoH | Malindi District Hospital | Current
Coast | Tana River | Bura | 3 | [6 empty] | MoH | Malindi District Hospital | Current
Coast | Tana River | Madogo | 3 | [6 empty] | MoH | Malindi District Hospital | Current
Coast | Lamu | Mokowe | 3 | [6 empty] | MoH | Malindi District Hospital | Current
Coast | Mombasa | Giriama | 2 | [6 empty] | FBO | Mewa | Current
Coast | Mombasa | Likoni Catholic Medical | 1 | [6 empty] | FBO | Mewa | Current
Coast | Mombasa | St. Lukes | 3 | [6 empty] | FBO | Mewa | Current
Coast | Mombasa | St Lukes Hospi(JIBANA) | 3 | [6 empty] | MoH | Mewa | Current
Coast | Mombasa | St Lukes Hospi(MAKANZANI) | 3 | [6 empty] | MoH | Mewa | Current
Coast | Kwale | Diani | 2 | [6 empty] | MoH | Coast Provincal General Hospital | Kwale District Hospital
Coast | Kwale | Kikoneni | 3 | [6 empty] | MoH | Coast Provincal General Hospital | Kwale District Hospital
Coast | Kwale | Lunga Lunga | 2 | [6 empty] | MoH | Coast Provincal General Hospital | Kwale District Hospital
Coast | Kwale | Majoreni | 2 | [6 empty] | MoH | Coast Provincal General Hospital | Kwale District Hospital
Coast | Kwale | Mamba (MSAMBWENI) | 2 | [6 empty] | MoH | Coast Provincal General Hospital | Kwale District Hospital
Coast | Kwale | Mbuwani | 2 | [6 empty] | MoH | Coast Provincal General Hospital | Kwale District Hospital
Coast | Kwale | Msambweni | 4 | [6 empty] | MoH | Coast Provincal General Hospital | Kwale District Hospital
Coast | Kwale | Muhaka | 2 | [6 empty] | MoH | Coast Provincal General Hospital | Kwale District Hospital
Coast | Kwale | Vanga | 3 | [6 empty] | MoH | Coast Provincal General Hospital | Kwale District Hospital
Coast | Taita Taveta | Kasigau Rural | 3 | [6 empty] | MoH | Moi Voi District Hospital | Current
Coast | Taita Taveta | Mpinzinyi | 3 | [6 empty] | MoH | Moi Voi District Hospital | Current
Coast | Taita Taveta | Mwatate | 4 | [6 empty] | MoH | Moi Voi District Hospital | Current
Coast | Taita Taveta | Sagala | 3 | [6 empty] | MoH | Moi Voi District Hospital | Current
Coast | Taita Taveta | St Joseph's Shelter Of Hope | 3 | [6 empty] | FBO | Moi Voi District Hospital | Current
Coast | Taita Taveta | Tausa | 3 | [6 empty] | MoH | Moi Voi District Hospital | Current
Coast | Taita Taveta | Wesu | 4 |  | Nihon Kodhen Celltaf F 6400 | Bio-systmes BTS 330/370 |  |  |  | MoH | Moi Voi District Hospital | Current |  | BD Facs Count Machine |  |  | Not Eligible |  |  |  |  | Site not readliy accessible to all patients seek service
Coast | Taita Taveta | Mbale | 3 | [6 empty] | MoH | Moi Voi District Hospital | Current
Coast | Taita Taveta | Nyache | 3 | [6 empty] | MoH | Moi Voi District Hospital | Current
Coast | Taita Taveta | Wundanyi | 3 | [6 empty] | MoH | Moi Voi District Hospital | Current
| Embu | Gikuuri Dispensary (CDF) | [7 empty] | MoH | Muranga District Hospital | Current
| Embu | Karau Health Centre (Manyatta) | [7 empty] | MoH | Muranga District Hospital | Current
| Embu | Karurumo Rural Health Training Centre | [7 empty] | MoH | Muranga District Hospital | Current
| Embu | Kasafari Dispensary (CDF) | [7 empty] | MoH | Muranga District Hospital | Current
| Embu | Kathari Dispensary (CDF) | [7 empty] | MoH | Muranga District Hospital | Current
| Embu | Kianjokoma sub District Hospital | [7 empty] | MoH | Muranga District Hospital | Current
| Embu | Kibugu Health Centre | [7 empty] | MoH | Muranga District Hospital | Current
| Embu | Liverpool VCT Embu | [7 empty] | MoH | Muranga District Hospital | Current
| Embu | Nembure Health Centre | [7 empty] | MoH | Muranga District Hospital | Current
| Embu | Nyagari Dispensary (CDF) | [7 empty] | MoH | Muranga District Hospital | Current
| Embu | Runyenjes District Hospital | [7 empty] | MoH | Muranga District Hospital | Current
| Mbeere | Ishiara Sub-District Hospital | [7 empty] | MoH | Muranga District Hospital | Current
| Mbeere | Kiamuringa Dispensary | [7 empty] | MoH | Muranga District Hospital | Current
| Mbeere | Kiritiri Health Centre | [7 empty] | MoH | Muranga District Hospital | Current
| Embu | Community of St.Egidio - VCT Kyeni | [7 empty] | MoH | Muranga District Hospital | Current
| Imenti Central | Kirigara (MCK) Dispensary | [7 empty] | MoH | Muranga District Hospital | Current
| Imenti Central | Nkuene (ACK) Dispensary | [7 empty] | MoH | Muranga District Hospital | Current
| Imenti Central | Ruiga (MCK) Dispensary | [7 empty] | MoH | Muranga District Hospital | Current
| Imenti North | St. Therese Kiirua Mission Hospital | [7 empty] | MoH | Muranga District Hospital | Current
| Tigania | Tigania Mission Hospital | [7 empty] | MoH | Muranga District Hospital | Current
| Meru South | Family Health Options | [7 empty] | MoH | Muranga District Hospital | Current
| Meru South | Meru GK Dispensary | [7 empty] | MoH | Muranga District Hospital | Current
| Imenti Central | Githongo District Hospital | [7 empty] | MoH | Muranga District Hospital | Current
| Imenti Central | Njuthine Dispensary | [7 empty] | MoH | Muranga District Hospital | Current
| Imenti North | Giaki Health Centre | [7 empty] | MoH | Muranga District Hospital | Current
| Imenti North | Ruiri Rural Health Demonstration Centre | [7 empty] | MoH | Muranga District Hospital | Current
| Imenti North | Timau Sub- District Hospital | [7 empty] | MoH | Muranga District Hospital | Current
| Imenti South | Kanyakine District Hospital | [7 empty] | MoH | Muranga District Hospital | Current
| Imenti South | Mikumbune SDH | [7 empty] | MoH | Muranga District Hospital | Current
| Tigania | Miathene District Hospital | [7 empty] | MoH | Muranga District Hospital | Current
| Garbatula | Garbatulla District Hospital | [7 empty] | MoH | Muranga District Hospital | Current
| Garbatula | Kinna Health Centre | [7 empty] | MoH | Muranga District Hospital | Current
| Garbatula | Muchuro Dispensary | [7 empty] | MoH | Muranga District Hospital | Current
| Garbatula | Serich Health Centre | [7 empty] | MoH | Muranga District Hospital | Current
| Isiolo | Merti Health Centre | [7 empty] | MoH | Muranga District Hospital | Current
| Isiolo | Isiolo Samburu Complex | [7 empty] | MoH | Muranga District Hospital | Current
| Kangundo | Donyo Sabuk Health Center | [7 empty] | MoH | Muranga District Hospital | Current
| Kangundo | Kakuyuni Health Centre | [7 empty] | MoH | Muranga District Hospital | Current
| Kangundo | Kituluni Dispensary | [7 empty] | MoH | Muranga District Hospital | Current
| Kangundo | Matungulu Health Center | [7 empty] | MoH | Muranga District Hospital | Current
| Kangundo | Mukunike Dispensary | [7 empty] | MoH | Muranga District Hospital | Current
| Kangundo | Nguluni Health Center | [7 empty] | MoH | Muranga District Hospital | Current
| Mwala | Mwala District Hospital | [7 empty] | MoH | Muranga District Hospital | Current
| Mwala | Ikalaasa Dispensary | [7 empty] | MoH | Muranga District Hospital | Current
| Mwala | Kilembwa Dispensary | [7 empty] | MoH | Muranga District Hospital | Current
| Mwala | Masii Health Center | [7 empty] | MoH | Muranga District Hospital | Current
| Mwala | Mathima Dispensary | [7 empty] | MoH | Muranga District Hospital | Current
| Mwala | Muthetheni Health Center | [7 empty] | MoH | Muranga District Hospital | Current
| Mwala | Yathui Dispensary | [7 empty] | MoH | Muranga District Hospital | Current
| Kitui | Kanyangi Sub-District Hospital | [7 empty] | MoH | Muranga District Hospital | Current
| Kitui | Kauwi Sub District Hospital | [7 empty] | MoH | Muranga District Hospital | Current
| Kitui | Kwa Mulungu Dispensary | [7 empty] | MoH | Muranga District Hospital | Current
| Kitui | Kwa vonza Dispensary | [7 empty] | MoH | Muranga District Hospital | Current
| Kitui | Mibitini Health Centre | [7 empty] | MoH | Muranga District Hospital | Current
| Kitui | Muthale Mission Hospital | [7 empty] | MoH | Muranga District Hospital | Current
| Kitui | Mutitu Sub District Hospital | [7 empty] | MoH | Muranga District Hospital | Current
| Kitui | Tiva Dispensary | [7 empty] | MoH | Muranga District Hospital | Current
| Kitui | Yatta Health Centre | [7 empty] | MoH | Muranga District Hospital | Current
| Yatta | Matuu Sub District Hospital | [7 empty] | MoH | Muranga District Hospital | Current
| Yatta | Katangi Health Center | [7 empty] | MoH | Muranga District Hospital | Current
| Yatta | Masinga Health Centre | [7 empty] | MoH | Muranga District Hospital | Current
| Kibwezi | Kaiani (ABC) Dispensary | [7 empty] | MoH | Muranga District Hospital | Current
| Kibwezi | Kibwezi Sub District Hospital | [7 empty] | MoH | Muranga District Hospital | Current
| Kibwezi | Mtito Andei Health Center | [7 empty] | MoH | Muranga District Hospital | Current
| Kibwezi | Nzoila Dispensary | [7 empty] | MoH | Muranga District Hospital | Current
|  | PCEA Chogoria H(KIANGONDU) | [7 empty] | MoH | Muranga District Hospital | Current
|  | PCEA Chogoria H(KIROGINE) | [7 empty] | MoH | Muranga District Hospital | Current
|  | PCEA Chogoria H(ST. ANNS) | [7 empty] | MoH | Muranga District Hospital | Current
| Machakos | Athi River Health Centre | [7 empty] | MoH | Muranga District Hospital | Current
| Machakos | Kathiani District Hospital | [7 empty] | MoH | Muranga District Hospital | Current
| Machakos | Kaviani Health Center | [7 empty] | MoH | Muranga District Hospital | Current
| Machakos | Mitaboni Health Center | [7 empty] | MoH | Muranga District Hospital | Current
| Machakos | Mutitu Dispensary | [7 empty] | MoH | Muranga District Hospital | Current
| Machakos | Thinu Health Center | [7 empty] | MoH | Muranga District Hospital | Current
| Mbooni | Kisau Health Center | [7 empty] | MoH | Muranga District Hospital | Current
| Mbooni | Mbooni Sub District Hospital | [7 empty] | MoH | Muranga District Hospital | Current
| Mbooni | Tawa Health Center | [7 empty] | MoH | Muranga District Hospital | Current
| Nzaui | Kavuthu Health Centre | [7 empty] | MoH | Muranga District Hospital | Current
| Nzaui | Kikumini Health Centre | [7 empty] | MoH | Muranga District Hospital | Current
| Nzaui | Masumba Dispensary | [7 empty] | MoH | Muranga District Hospital | Current
| Nzaui | Matiliiku District Hospital | [7 empty] | MoH | Muranga District Hospital | Current
| Nzaui | Mbenuu Health Centre | [7 empty] | MoH | Muranga District Hospital | Current
| Nzaui | Mutiluni Dispensary | [7 empty] | MoH | Muranga District Hospital | Current
| Nzaui | Mutyambua Dispensary | [7 empty] | MoH | Muranga District Hospital | Current
| Nzaui | Mwanyani Dispensary | [7 empty] | MoH | Muranga District Hospital | Current
| Nzaui | Sultan Hamud Health Centre | [7 empty] | MoH | Muranga District Hospital | Current
| Makueni | Kathonzweni Health Center | [7 empty] | MoH | Muranga District Hospital | Current
| Makueni | Kilungu Sub-District Hospital | [7 empty] | MoH | Muranga District Hospital | Current
| Makueni | Kitise Health Centre | [7 empty] | MoH | Muranga District Hospital | Current
| Makueni | Mukuyuni Health Centre | [7 empty] | MoH | Muranga District Hospital | Current
| Nzaui | Kalamba (AIC) Dispensary | [7 empty] | MoH | Muranga District Hospital | Current
| Nzaui | Kasikeu Catholic Dispensary | [7 empty] | MoH | Muranga District Hospital | Current
| Nzaui | Mukaa (AIC) Dispensary | [7 empty] | MoH | Muranga District Hospital | Current
[10 empty] | MoH | Muranga District Hospital | Current
| Marsabit | Tumaini Medical Clinic | [7 empty] | MoH | Muranga District Hospital | Current
| Chalbi | Bubisa Dispensary | [7 empty] | MoH | Muranga District Hospital | Current
| Chalbi | North Horr Health Center | [7 empty] | MoH | Muranga District Hospital | Current
| Meru South | Kibugua | [7 empty] | MoH | Muranga District Hospital | Current
| Meru South | Mpukoni Health Centre | [7 empty] | MoH | Muranga District Hospital | Current
|  | Sololo Mission Hospital | [7 empty] | MoH | Muranga District Hospital | Current
[10 empty] | MoH | Muranga District Hospital | Current
|  | Mutomo(Athi) | [7 empty] | MoH | Muranga District Hospital | Current
|  | Mutomo(Kamutei) | [7 empty] | MoH | Muranga District Hospital | Current
|  | Mutomo(Kanziko) | [7 empty] | MoH | Muranga District Hospital | Current
|  | Mutomo(Mathima) | [7 empty] | MoH | Muranga District Hospital | Current
|  | Mutomo(Mutha) | [7 empty] | MoH | Muranga District Hospital | Current
| Kyuso | Kalatine Dispensary | [7 empty] | MoH | Muranga District Hospital | Current
| Kyuso | Kandwia Dispensary | [7 empty] | MoH | Muranga District Hospital | Current
| Kyuso | Kyuso District Hospital | [7 empty] | MoH | Muranga District Hospital | Current
| Kyuso | Mukonga Dispensary | [7 empty] | MoH | Muranga District Hospital | Current
| Kyuso | Ngaie Dispensary | [7 empty] | MoH | Muranga District Hospital | Current
| Kyuso | Ngomeni Health Centre | [7 empty] | MoH | Muranga District Hospital | Current
| Kyuso | Ngongoni Dispensary (Kyuso) | [7 empty] | MoH | Muranga District Hospital | Current
| Kyuso | Tei Wa Yesu Health Centre | [7 empty] | MoH | Muranga District Hospital | Current
| Mwingi | Itheng'eli Dispensary | [7 empty] | MoH | Muranga District Hospital | Current
| Mwingi | Ithonzweni Dispensary | [7 empty] | MoH | Muranga District Hospital | Current
| Mwingi | Kalanga Dispensary | [7 empty] | MoH | Muranga District Hospital | Current
| Mwingi | Kiomo Dispensary | [7 empty] | MoH | Muranga District Hospital | Current
| Mwingi | Mathuki Health Center | [7 empty] | MoH | Muranga District Hospital | Current
| Mwingi | Migwani Sub District Hospital | [7 empty] | MoH | Muranga District Hospital | Current
| Mwingi | Nuu Health Center | [7 empty] | MoH | Muranga District Hospital | Current
| Mwingi | Tseikuru Sub District Hospital | [7 empty] | MoH | Muranga District Hospital | Current
| Tharaka | Gakurungu Dispensary | [7 empty] | MoH | Muranga District Hospital | Current
| Tharaka | Kamaguna Dispensary | [7 empty] | MoH | Muranga District Hospital | Current
| Tharaka | Tharaka Primary Hospital | [7 empty] | MoH | Muranga District Hospital | Current
| Embakasi | Dandora (EDARP) Clinic | [7 empty] | MoH | Muranga District Hospital | Current
| Embakasi | Soweto (EDARP) Clinic | [7 empty] | MoH | Muranga District Hospital | Current
| Kasarani | Babadogo (EDARP) | [7 empty] | MoH | Muranga District Hospital | Current
| Nairobi North | EDARP Kariobangi | [7 empty] | MoH | Muranga District Hospital | Current
| Starehe | Huruma (EDARP) | [7 empty] | MoH | Muranga District Hospital | Current
| Nairobi West | EDARP Kibera | [7 empty] | MoH | Muranga District Hospital | Current
| Kamukunji | St Joseph (EDARP) Clinic | [7 empty] | MoH | Muranga District Hospital | Current
| Embakasi | Dandora II Health Centre | [7 empty] | MoH | Muranga District Hospital | Current
| Embakasi | Dandora II Health Centre (Nairobi East) | [7 empty] | MoH | Muranga District Hospital | Current
| Embakasi | Donholm Clinic | [7 empty] | MoH | Muranga District Hospital | Current
| Embakasi | Embakasi Health Centre | [7 empty] | MoH | Muranga District Hospital | Current
| Embakasi | Kayole II Sub-District Hospital | [7 empty] | MoH | Muranga District Hospital | Current
| Makadara | Jericho Health Centre | [7 empty] | MoH | Muranga District Hospital | Current
| Makadara | Makadara Health Centre | [7 empty] | MoH | Muranga District Hospital | Current
| Makadara | Remand Dispensary | [7 empty] | MoH | Muranga District Hospital | Current
| Embakasi | Brother Andre Clinic | [7 empty] | MoH | Muranga District Hospital | Current
| Embakasi | Kayole Soweto Clinic | [7 empty] | MoH | Muranga District Hospital | Current
| Embakasi | Mukuru MMM Clinic | [7 empty] | MoH | Muranga District Hospital | Current
| Embakasi | Ruai Catholic Clinic | [7 empty] | MoH | Muranga District Hospital | Current
| Embakasi | Ruai Catholic Clinic | [7 empty] | MoH | Muranga District Hospital | Current
| Embakasi | Ruben Centre Clinic | [7 empty] | MoH | Muranga District Hospital | Current
| Makadara | Cana Family Clinic | [7 empty] | MoH | Muranga District Hospital | Current
| Makadara | Mater(Makadara) | [7 empty] | MoH | Muranga District Hospital | Current
Nairobi | Nairobi | Mary Immaculate Sisters | 2 | [6 empty] | MoH | Muranga District Hospital | Current
| Eastleigh North | St Teresa's Dispensary | [7 empty] | MoH | Muranga District Hospital | Current
| Eastleigh North | St Vincent Dispensary | [7 empty] | MoH | Muranga District Hospital | Current
| Eastleign South | Biafra Dispensary | [7 empty] | MoH | Muranga District Hospital | Current
| Kamukunji | Shauri Moyo Baptist VCT Centre | [7 empty] | MoH | Muranga District Hospital | Current
| Pumwani | Bahati Health Centre | [7 empty] | MoH | Muranga District Hospital | Current
| Pumwani | Eastleigh Health Centre | [7 empty] | MoH | Muranga District Hospital | Current
| Pumwani | Jerusalem Clinic | [7 empty] | MoH | Muranga District Hospital | Current
| Pumwani | Muthurwa Clinic | [7 empty] | MoH | Muranga District Hospital | Current
| Pumwani | Pumwani Clinic | [7 empty] | MoH | Muranga District Hospital | Current
| Pumwani | Pumwani Majengo Dispensary | [7 empty] | MoH | Muranga District Hospital | Current
| Pumwani | Pumwani Maternity VCT Centre | [7 empty] | MoH | Muranga District Hospital | Current
| Pumwani | Shauri Moyo Clinic | [7 empty] | MoH | Muranga District Hospital | Current
| Kasarani | Babadogo Health Centre | [7 empty] | MoH | Muranga District Hospital | Current
| Kasarani | Kahawa Garrison Health Centre | [7 empty] | MoH | Muranga District Hospital | Current
| Kasarani | Kamiti Prison Hospital | [7 empty] | MoH | Muranga District Hospital | Current
| Kasarani | Kariobangi Health Centre | [7 empty] | MoH | Muranga District Hospital | Current
| Kasarani | Kenyatta University Dispensary | [7 empty] | MoH | Muranga District Hospital | Current
| Kasarani | NSIS Health Centre (Ruaraka) | [7 empty] | MoH | Muranga District Hospital | Current
| Kasarani | NYS HQ Health Centre (Nairobi North) | [7 empty] | MoH | Muranga District Hospital | Current
| Kasarani | Redemeed Health Centre | [7 empty] | MoH | Muranga District Hospital | Current
| Kasarani | Ruaraka Clinic | [7 empty] | MoH | Muranga District Hospital | Current
| Kasarani | Piemu Medical Health Centre | [7 empty] | MoH | Muranga District Hospital | Current
| Kasarani | Provide International Korogocho | [7 empty] | MoH | Muranga District Hospital | Current
| Kasarani | Samaritan Comm Dispensary | [7 empty] | MoH | Muranga District Hospital | Current
| Kasarani | St Francis Health Centre (Nairobi North) | [7 empty] | MoH | Muranga District Hospital | Current
| Kasarani | St Joseph Mukasa Dispensary | [7 empty] | MoH | Muranga District Hospital | Current
| Kasarani | Vision Peoples Inter Health Centre | [7 empty] | MoH | Muranga District Hospital | Current
| Starehe | CMA (Jamia) Clinic | [7 empty] | MoH | Muranga District Hospital | Current
| Starehe | CMA (Pangani) Clinic | [7 empty] | MoH | Muranga District Hospital | Current
| Starehe | Huruma (NCCK) Dispensary | [7 empty] | MoH | Muranga District Hospital | Current
| Starehe | Huruma Lions Dispensary | [7 empty] | MoH | Muranga District Hospital | Current
| Starehe | Kariokor Clinic | [7 empty] | MoH | Muranga District Hospital | Current
| Starehe | KIE/KAPC | [7 empty] | MoH | Muranga District Hospital | Current
| Starehe | Lagos Road Dispensary | [7 empty] | MoH | Muranga District Hospital | Current
| Starehe | Mathare 3A (EDARP) | [7 empty] | MoH | Muranga District Hospital | Current
| Starehe | Mathare Hospital | [7 empty] | MoH | Muranga District Hospital | Current
| Starehe | Mathare Police Depot | [7 empty] | MoH | Muranga District Hospital | Current
| Starehe | Ministry of Education (MOEST) VCT Centre | [7 empty] | MoH | Muranga District Hospital | Current
| Starehe | Ngaira Rhodes Dispensary | [7 empty] | MoH | Muranga District Hospital | Current
| Starehe | Ngara Health centre | [7 empty] | MoH | Muranga District Hospital | Current
| Starehe | Pangani Dispensary | [7 empty] | MoH | Muranga District Hospital | Current
| Starehe | Rhodes Chest Clinic | [7 empty] | MoH | Muranga District Hospital | Current
| Starehe | Special Treatment Clinic | [7 empty] | MoH | Muranga District Hospital | Current
| Starehe | Teachers Service Commission | [7 empty] | MoH | Muranga District Hospital | Current
| Starehe | Upendo Dispensary | [7 empty] | MoH | Muranga District Hospital | Current
| Starehe | Sex Workers Operation Porject (SWOP) | [7 empty] | MoH | Muranga District Hospital | Current
Nairobi | Nairobi West- Dagoretti | Kenyatta National Hospital | [7 empty] | MoH | Muranga District Hospital | Current
| Dagoretti | Kivuli Dispensary | [7 empty] | MoH | Muranga District Hospital | Current
| Dagoretti | NASCOP VCT | [7 empty] | MoH | Muranga District Hospital | Current
| Dagoretti | Waithaka Health Center | [7 empty] | MoH | Muranga District Hospital | Current
| Kikuyu | KARI Dispensary | [7 empty] | MoH | Muranga District Hospital | Current
| Westlands | Kangemi Health Centre | [7 empty] | MoH | Muranga District Hospital | Current
| Westlands | Maria Immaculate Health Centre | [7 empty] | MoH | Muranga District Hospital | Current
| Westlands | Westlands Hralth Centre | [7 empty] | MoH | Muranga District Hospital | Current
| Embakasi | APTC Health Centre | [7 empty] | MoH | Muranga District Hospital | Current
| Embakasi | Garrison Health Centre | [7 empty] | MoH | Muranga District Hospital | Current
| Embakasi | GSU Health Centre (Nairobi East) | [7 empty] | MoH | Muranga District Hospital | Current
| Kasarani | GSU HQ Dispensary (Ruaraka) | [7 empty] | MoH | Muranga District Hospital | Current
| Langata | Langata MRS Health Centre | [7 empty] | MoH | Muranga District Hospital | Current
| Langata | Mrs Karen Dsc Dispensary | [7 empty] | MoH | Muranga District Hospital | Current
| Westlands | DOD Mrs Dispensary | [7 empty] | MoH | Muranga District Hospital | Current
| Westlands | Kabete Barracks Dispensary | [7 empty] | MoH | Muranga District Hospital | Current
| Dagoretti | KEMRI VCT | [7 empty] | MoH | Muranga District Hospital | Current
| Langata | Karen Health Centre | [7 empty] | MoH | Muranga District Hospital | Current
| Langata | St Mary's Mission Hospital | [7 empty] | MoH | Muranga District Hospital | Current
|  | COGRI_LEA TOTO KARIOBANGI | [7 empty] | MoH | Muranga District Hospital | Current
|  | COGRI_LEA TOTO KIBERA | [7 empty] | MoH | Muranga District Hospital | Current
|  | COGRI_LEA TOTO KAWANGWARE | [7 empty] | MoH | Muranga District Hospital | Current
|  | COGRI_LEA TOTO MUKURU | [7 empty] | MoH | Muranga District Hospital | Current
|  | COGRI_LEA TOTO NYUMBANI VILLAGE KITUI | [7 empty] | MoH | Muranga District Hospital | Current
| Langata | Cotolengo Home | [7 empty] | MoH | Muranga District Hospital | Current
| Makadara | Coptic Clinic | [7 empty] | MoH | Muranga District Hospital | Current
| Fafi | Fafi District Hospital | [7 empty] | MoH | Muranga District Hospital | Current
| Fafi | Hagadera Mission Hospital | [7 empty] | MoH | Muranga District Hospital | Current
| Garissa | Balambala Sub-District Hospital | [7 empty] | MoH | Muranga District Hospital | Current
| Garissa | Iftin Sub District Hosptial | [7 empty] | MoH | Muranga District Hospital | Current
| Ijara | Hulugho Sub-District Hospital | [7 empty] | MoH | Muranga District Hospital | Current
| Ijara | Ijara Health Centre | [7 empty] | MoH | Muranga District Hospital | Current
| Ijara | Masalani District Hospital | [7 empty] | MoH | Muranga District Hospital | Current
| Ladgera | Dadaab Sub health Center | [7 empty] | MoH | Muranga District Hospital | Current
| Ladgera | Liboi Health Centre | [7 empty] | MoH | Muranga District Hospital | Current
| Ladgera | Modogashe Sub District Hospital | [7 empty] | MoH | Muranga District Hospital | Current
| Lagdera | Dadaab Sub-District Hospital | [7 empty] | MoH | Muranga District Hospital | Current
| Lagdera | Dagahaley Hospital | [7 empty] | MoH | Muranga District Hospital | Current
| Lagdera | Ifo Hospital | [7 empty] | MoH | Muranga District Hospital | Current
| Mandera Central | Elwak District Hospital | [7 empty] | MoH | Muranga District Hospital | Current
| Wajir North | Ajawa Health Centre | [7 empty] | MoH | Muranga District Hospital | Current
| Wajir West | Arbajahan Health Centre | [7 empty] | MoH | Muranga District Hospital | Current
| Wajir North | Bute District Hospital | [7 empty] | MoH | Muranga District Hospital | Current
| Wajir North | Danaba Health Centre | [7 empty] | MoH | Muranga District Hospital | Current
| Wajir West | Eldas Health Centre | [7 empty] | MoH | Muranga District Hospital | Current
| Wajir West | Griftu District Hospital | [7 empty] | MoH | Muranga District Hospital | Current
| Wajir North | Gurar Health Centre | [7 empty] | MoH | Muranga District Hospital | Current
| Wajir South | Habaswein District Hospital | [7 empty] | MoH | Muranga District Hospital | Current
| Wajir East | Khorof Harar Sub-District Hospital | [7 empty] | MoH | Muranga District Hospital | Current
| Wajir North | Korondille Health Centre | [7 empty] | MoH | Muranga District Hospital | Current
| Wajir South | Sabuli Health Centre | [7 empty] | MoH | Muranga District Hospital | Current
| Bondo | Got Agulu Health Center | [7 empty] | MoH | Muranga District Hospital | Current
| Bondo | Mageta | [7 empty] | MoH | Muranga District Hospital | Current
| Bondo | Matangwe Health Centre | [7 empty] | MoH | Muranga District Hospital | Current
| Bondo | Nyangoma Health Center (Bondo) | [7 empty] | MoH | Muranga District Hospital | Current
| Bondo | Oyamo Dispensary | [7 empty] | MoH | Muranga District Hospital | Current
| Bondo | Usigu Dispensary | [7 empty] | MoH | Muranga District Hospital | Current
| Bondo | Uyawi Dispensary | [7 empty] | MoH | Muranga District Hospital | Current
| Gucha | Gucha District Hospital/ogembo | [7 empty] | MoH | Muranga District Hospital | Current
| Gucha | Kenyenya Sub District Hospital | [7 empty] | MoH | Muranga District Hospital | Current
| Gucha | Nyacheki Sub District Hospital | [7 empty] | MoH | Muranga District Hospital | Current
| Gucha | Nyamache Sub District Hospital | [7 empty] | MoH | Muranga District Hospital | Current
| Gucha | Sengera Health Centre | [7 empty] | MoH | Muranga District Hospital | Current
| Homabay- Rangwe | Kijawa Dispensary | [7 empty] | MoH | Muranga District Hospital | Current
| Homabay- Rangwe | Marindi Dispensary | [7 empty] | MoH | Muranga District Hospital | Current
| Homabay- Rangwe | Ndiru Health Center | [7 empty] | MoH | Muranga District Hospital | Current
| Homabay- Rangwe | Nyagoro Health Centre | [7 empty] | MoH | Muranga District Hospital | Current
| Homabay- Rangwe | Rangwe Sub District Hospital | [7 empty] | MoH | Muranga District Hospital | Current
| Homabay- Ndhiwa | Amoya Dispensary | [7 empty] | MoH | Muranga District Hospital | Current
| Homabay- Ndhiwa | Got Kojowi Health Center | [7 empty] | MoH | Muranga District Hospital | Current
| Homabay- Ndhiwa | Kadhola Dispensary | [7 empty] | MoH | Muranga District Hospital | Current
| Homabay- Ndhiwa | Kenya Accorn Health Center | [7 empty] | MoH | Muranga District Hospital | Current
| Homabay- Ndhiwa | Lwanda Awiti Dispensary | [7 empty] | MoH | Muranga District Hospital | Current
| Homabay- Ndhiwa | Magina Health Centre | [7 empty] | MoH | Muranga District Hospital | Current
| Homabay- Ndhiwa | Ndhiwa Sub-District Hospital | [7 empty] | MoH | Muranga District Hospital | Current
| Homabay- Ndhiwa | Ndisi Dispensary | [7 empty] | MoH | Muranga District Hospital | Current
| Homabay- Ndhiwa | Oridi Dispensary | [7 empty] | MoH | Muranga District Hospital | Current
| Homabay- Ndhiwa | Pala Health Centre | [7 empty] | MoH | Muranga District Hospital | Current
[10 empty] | MoH | Muranga District Hospital | Current
[10 empty] | MoH | Muranga District Hospital | Current
| Kisii Central | Christamarrianne Hospital | [7 empty] | MoH | Muranga District Hospital | Current
| Kisii Central | Ibeno Sub District Hospital | [7 empty] | MoH | Muranga District Hospital | Current
| Kisii Central | Keumbu sub District Hospital | [7 empty] | MoH | Muranga District Hospital | Current
| Kisii Central | Kiogoro Health Centre | [7 empty] | MoH | Muranga District Hospital | Current
| Kisii Central | Marani Sub District Hospital | [7 empty] | MoH | Muranga District Hospital | Current
| Kisii Central | Oresi Health Centre | [7 empty] | MoH | Muranga District Hospital | Current
| Kisii Central | Raganga Health Centre | [7 empty] | MoH | Muranga District Hospital | Current
| Kisii South | Iyabe District Hospital | [7 empty] | MoH | Muranga District Hospital | Current
| Kisii South | Nyamagundo Health Centre | [7 empty] | MoH | Muranga District Hospital | Current
| Kisii South | Riana Health Centre | [7 empty] | MoH | Muranga District Hospital | Current
| Kisii South | Riotanchi Health Centre | [7 empty] | MoH | Muranga District Hospital | Current
| Manga | Manga District Hospital | [7 empty] | MoH | Muranga District Hospital | Current
| Gucha | Gucha District Hospital/ogembo | [7 empty] | MoH | Muranga District Hospital | Current
| Gucha | Kenyenya Sub District Hospital | [7 empty] | MoH | Muranga District Hospital | Current
| Gucha | Nyacheki Sub District Hospital | [7 empty] | MoH | Muranga District Hospital | Current
| Gucha | Nyamache Sub District Hospital | [7 empty] | MoH | Muranga District Hospital | Current
| Gucha | Sengera Health Centre | [7 empty] | MoH | Muranga District Hospital | Current
| Masaba | Masimba Sub district hospital | [7 empty] | MoH | Muranga District Hospital | Current
| Masaba | Gesusu SubDistrict Hospital | [7 empty] | MoH | Muranga District Hospital | Current
| Masaba | Masaba District Hospital | [7 empty] | MoH | Muranga District Hospital | Current
| Kisumu East | Family Health Options Kenya (FHOK) | [7 empty] | MoH | Muranga District Hospital | Current
| Kisumu East | Hongo Ogosa Dispensary | [7 empty] | MoH | Muranga District Hospital | Current
| Kisumu East | Kibos Prison Dispensary | [7 empty] | MoH | Muranga District Hospital | Current
| Kisumu East | Kodiaga Health Center | [7 empty] | MoH | Muranga District Hospital | Current
| Kisumu East | Nyahera Sub District Hospital | [7 empty] | MoH | Muranga District Hospital | Current
| Kisumu East | Tuungane Youth Centre (Kisumu East) | [7 empty] | MoH | Muranga District Hospital | Current
| Kisumu West | Chulaimbo District Hospital | [7 empty] | MoH | Muranga District Hospital | Current
| Kisumu East | AIDS Resource Center | [7 empty] | MoH | Muranga District Hospital | Current
| Kisumu East | Liverpool VCT (Kisumu East) | [7 empty] | MoH | Muranga District Hospital | Current
| Kisumu East | Migosi Health Centre | [7 empty] | MoH | Muranga District Hospital | Current
| Kisumu East | Rabuor Health Centre | [7 empty] | MoH | Muranga District Hospital | Current
| Kisumu East | Nyangande Dispensary | [7 empty] | MoH | Muranga District Hospital | Current
| Kisumu East | Pand Pieri Dispensary | [7 empty] | MoH | Muranga District Hospital | Current
[10 empty] | MoH | Muranga District Hospital | Current
| Kisumu West | Bodi Dispensary | [7 empty] | MoH | Muranga District Hospital | Current
| Kisumu West | Manyuanda Health Centre | [7 empty] | MoH | Muranga District Hospital | Current
| Kisumu West | Nduru Kadero Dispensary | [7 empty] | MoH | Muranga District Hospital | Current
| Kisumu West | Ratta Dispensary | [7 empty] | MoH | Muranga District Hospital | Current
| Kisumu West | Rodi Dispensary | [7 empty] | MoH | Muranga District Hospital | Current
|  | Maseno Hospital(Esiola) | [7 empty] | MoH | Muranga District Hospital | Current
|  | Maseno Hospital(Kerongo) | [7 empty] | MoH | Muranga District Hospital | Current
|  | Maseno Hospital(Mariwa) | [7 empty] | MoH | Muranga District Hospital | Current
|  | Maseno Hospital(Miranga) | [7 empty] | MoH | Muranga District Hospital | Current
|  | Maseno Hospital(Mukhalakhala) | [7 empty] | MoH | Muranga District Hospital | Current
|  | Maseno Hospital(Vigina) | [7 empty] | MoH | Muranga District Hospital | Current
[10 empty] | MoH | Muranga District Hospital | Current
| Migori | Arombe Dispensary | [7 empty] | MoH | Muranga District Hospital | Current
| Migori | Giribe Dispensary | [7 empty] | MoH | Muranga District Hospital | Current
| Migori | Kadem TB & Leprosy Dispensary | [7 empty] | MoH | Muranga District Hospital | Current
Nya | Migori | Karungu Sub District Hospital | [7 empty] | MoH | Muranga District Hospital | Current
| Migori | Kituka Dispensary | [7 empty] | MoH | Muranga District Hospital | Current
| Migori | Lwanda Dispensary | [7 empty] | MoH | Muranga District Hospital | Current
| Migori | Macalder Sub District Hospital | [7 empty] | MoH | Muranga District Hospital | Current
| Migori | Mama Maria Clinic | [7 empty] | MoH | Muranga District Hospital | Current
| Migori | Matoso Health Centre | [7 empty] | MoH | Muranga District Hospital | Current
| Migori | Midoti Dispensary | [7 empty] | MoH | Muranga District Hospital | Current
| Migori | Muhuru Health Centre | [7 empty] | MoH | Muranga District Hospital | Current
| Migori | Ndiwa Dispensary | [7 empty] | MoH | Muranga District Hospital | Current
| Migori | Nyamanga Dispensary | [7 empty] | MoH | Muranga District Hospital | Current
| Migori | Nyamaraga Dispensary | [7 empty] | MoH | Muranga District Hospital | Current
| Migori | Nyandago Koweru Dispensary | [7 empty] | MoH | Muranga District Hospital | Current
| Migori | Nyarongi Dispensary | [7 empty] | MoH | Muranga District Hospital | Current
| Migori | Ochuna Dispensary | [7 empty] | MoH | Muranga District Hospital | Current
| Migori | Ogwedhi Health Centre | [7 empty] | MoH | Muranga District Hospital | Current
| Migori | Olasi Dispensary | [7 empty] | MoH | Muranga District Hospital | Current
| Migori | Ondong Dispensary | [7 empty] | MoH | Muranga District Hospital | Current
| Migori | Osingo Dispensary | [7 empty] | MoH | Muranga District Hospital | Current
| Migori | Otati Dispensary | [7 empty] | MoH | Muranga District Hospital | Current
| Migori | Pastor Machege Memorial Hospital | [7 empty] | MoH | Muranga District Hospital | Current
| Migori | Riat Dispensary | [7 empty] | MoH | Muranga District Hospital | Current
| Migori | Saro Dispensary | [7 empty] | MoH | Muranga District Hospital | Current
| Migori | Suna Rabour Dispensary | [7 empty] | MoH | Muranga District Hospital | Current
| Migori | Suna Ragana Dispensary | [7 empty] | MoH | Muranga District Hospital | Current
| Migori | Thim Lich Dispensary | [7 empty] | MoH | Muranga District Hospital | Current
| Migori | Wath Onger Dispensary | [7 empty] | MoH | Muranga District Hospital | Current
| Kuria West | Kuria District Hospital- kehancha | [7 empty] | MoH | Muranga District Hospital | Current
| Kuria West | Bugumbe Health Center | [7 empty] | MoH | Muranga District Hospital | Current
| Kuria West | Isebania Sub District Hospital | [7 empty] | MoH | Muranga District Hospital | Current
| Kuria West | Masaba Health Center | [7 empty] | MoH | Muranga District Hospital | Current
| Kuria East | Kegonga Health Center | [7 empty] | MoH | Muranga District Hospital | Current
| Kuria East | Ntimaru Health Center | [7 empty] | MoH | Muranga District Hospital | Current
|  | St Camillus Kar(Kiasa Ratanga) | [7 empty] | MoH | Muranga District Hospital | Current
|  | St Camillus Kar(Lwanda Gwassi) | [7 empty] | MoH | Muranga District Hospital | Current
|  | St Camillus Kar(Mirogi) | [7 empty] | MoH | Muranga District Hospital | Current
|  | St Camillus Kar(Osani) | [7 empty] | MoH | Muranga District Hospital | Current
|  | St Camillus Kar(Otati) | [7 empty] | MoH | Muranga District Hospital | Current
|  | St Camillus Kar(Tagache) | [7 empty] | MoH | Muranga District Hospital | Current
|  | St Camillus Kar(Wath Onger) | [7 empty] | MoH | Muranga District Hospital | Current
|  | St. Akidiva | [7 empty] | MoH | Muranga District Hospital | Current
|  | St. Camillus Ta(Etago) | [7 empty] | MoH | Muranga District Hospital | Current
|  | St. Camillus Ta(Lwala) | [7 empty] | MoH | Muranga District Hospital | Current
|  | St. Camillus Ta(Rakwaro) | [7 empty] | MoH | Muranga District Hospital | Current
|  | St. Camillus Ta(Tabaka) | [7 empty] | MoH | Muranga District Hospital | Current
|  | Matoso Mission Dispensary | [7 empty] | MoH | Muranga District Hospital | Current
|  | St. Josephs Mis(Arombe) | [7 empty] | MoH | Muranga District Hospital | Current
|  | St. Josephs Mis(Ulanda) | [7 empty] | MoH | Muranga District Hospital | Current
| Borabu | Nyansiongo Health Center | [7 empty] | MoH | Muranga District Hospital | Current
| Nyamira | Ekerenyo Health Center | [7 empty] | MoH | Muranga District Hospital | Current
| Nyamira | Matongo Health Centre | [7 empty] | MoH | Muranga District Hospital | Current
| Nyamira | Nyamaiya Health Center | [7 empty] | MoH | Muranga District Hospital | Current
| Nyamira | Nyamusi Health Center | [7 empty] | MoH | Muranga District Hospital | Current
| Nyamira | Tinga Health Center | [7 empty] | MoH | Muranga District Hospital | Current
| Nyando | Awasi Dispensary | [7 empty] | MoH | Muranga District Hospital | Current
| Nyando | Bunde Dispensary | [7 empty] | MoH | Muranga District Hospital | Current
| Nyando | Kinasia Dispensary | [7 empty] | MoH | Muranga District Hospital | Current
| Nyando | Nyakongo Health Center | [7 empty] | MoH | Muranga District Hospital | Current
| Nyando | Chemelil Dispensary | [7 empty] | MoH | Muranga District Hospital | Current
| Nyando | Katito Health Center | [7 empty] | MoH | Muranga District Hospital | Current
| Nyando | Kibogo Dispensary | [7 empty] | MoH | Muranga District Hospital | Current
| Nyando | Kusa Health Center | [7 empty] | MoH | Muranga District Hospital | Current
| Nyando | Muhororni Sugar Factory | [7 empty] | MoH | Muranga District Hospital | Current
| Nyando | Nyangoma Health Center | [7 empty] | MoH | Muranga District Hospital | Current
| Nyando | Sangorota Health Center | [7 empty] | MoH | Muranga District Hospital | Current
| Nyando | Sigoti Health Center | [7 empty] | MoH | Muranga District Hospital | Current
| Nyando | Sondu Health Center | [7 empty] | MoH | Muranga District Hospital | Current
| Nyando | Tamu Health Center | [7 empty] | MoH | Muranga District Hospital | Current
| Nyando | Koru Mission Health Center | [7 empty] | MoH | Muranga District Hospital | Current
| Nyando | Nyakach AIC Dispensary | [7 empty] | MoH | Muranga District Hospital | Current
| Nyando | Ogra Foundation | [7 empty] | MoH | Muranga District Hospital | Current
|  | Nyabondo Missio(Bolo) | [7 empty] | MoH | Muranga District Hospital | Current
|  | Nyabondo Missio(Oriang) | [7 empty] | MoH | Muranga District Hospital | Current
| Nyando | St Clare Bolo Health Centre | [7 empty] | MoH | Muranga District Hospital | Current
[10 empty] | MoH | Muranga District Hospital | Current
| Rachuonyo | Kabondo Health Center | [7 empty] | MoH | Muranga District Hospital | Current
| Rachuonyo | Kandiege Health Center | [7 empty] | MoH | Muranga District Hospital | Current
| Rachuonyo | Kendu Sub District Hospital | [7 empty] | MoH | Muranga District Hospital | Current
| Rachuonyo | Miriu Health Center | [7 empty] | MoH | Muranga District Hospital | Current
| Rachuonyo | Ober Health Centre | [7 empty] | MoH | Muranga District Hospital | Current
| Rachuonyo | Othoro Health Center | [7 empty] | MoH | Muranga District Hospital | Current
|  | Kendu Adventist(Homa Hill) | [7 empty] | MoH | Muranga District Hospital | Current
|  | Kendu Adventist(Mawego) | [7 empty] | MoH | Muranga District Hospital | Current
|  | Kendu Adventist(Wire SDA Dispe) | [7 empty] | MoH | Muranga District Hospital | Current
| Rachuonyo | Matata Nursing Home | [7 empty] | MoH | Muranga District Hospital | Current
| Rarieda | Abidha Health Center | [7 empty] | MoH | Muranga District Hospital | Current
| Rarieda | Manyuanda Health Centre (Rarieda) | [7 empty] | MoH | Muranga District Hospital | Current
| Rarieda | Ndori Dispensary | [7 empty] | MoH | Muranga District Hospital | Current
| Rarieda | Ong'ielo Dispensary | [7 empty] | MoH | Muranga District Hospital | Current
| Rarieda | Pap Kodero Health Center | [7 empty] | MoH | Muranga District Hospital | Current
| Rarieda | Saradidi Dispensary | [7 empty] | MoH | Muranga District Hospital | Current
[10 empty] | MoH | Muranga District Hospital | Current
| Rongo | Mariwa Health Center | [7 empty] | MoH | Muranga District Hospital | Current
| Rongo | Minyenya Dispensary | [7 empty] | MoH | Muranga District Hospital | Current
| Rongo | Sony Medical Centre | [7 empty] | MoH | Muranga District Hospital | Current
| Rongo | Verna Health Centre | [7 empty] | MoH | Muranga District Hospital | Current
[10 empty] | MoH | Muranga District Hospital | Current
| Suba | Godbura Health Centre | [7 empty] | MoH | Muranga District Hospital | Current
| Suba | Kigwa Dispensary | [7 empty] | MoH | Muranga District Hospital | Current
| Suba | Kisaku Dispensary | [7 empty] | MoH | Muranga District Hospital | Current
| Suba | Kisegi Sub-District Hospital | [7 empty] | MoH | Muranga District Hospital | Current
| Suba | Kitare Health Centre | [7 empty] | MoH | Muranga District Hospital | Current
| Suba | Lambwe Dispensary | [7 empty] | MoH | Muranga District Hospital | Current
| Suba | Lucky Youth Dispensary | [7 empty] | MoH | Muranga District Hospital | Current
| Suba | Magunga Health Centre | [7 empty] | MoH | Muranga District Hospital | Current
| Suba | Mbita Sub-District Hospital | [7 empty] | MoH | Muranga District Hospital | Current
| Suba | Msare Health Centre | [7 empty] | MoH | Muranga District Hospital | Current
| Suba | Ndhuru Dispensary | [7 empty] | MoH | Muranga District Hospital | Current
| Suba | Nyadenda Dispensary | [7 empty] | MoH | Muranga District Hospital | Current
| Suba | Nyandiwa Dispensary | [7 empty] | MoH | Muranga District Hospital | Current
| Suba | Nyatoto Health Centre | [7 empty] | MoH | Muranga District Hospital | Current
| Suba | NYS Dispensary (Suba) | [7 empty] | MoH | Muranga District Hospital | Current
| Suba | Ogongo Sub-District Hospital | [7 empty] | MoH | Muranga District Hospital | Current
| Suba | Sena Health Centre | [7 empty] | MoH | Muranga District Hospital | Current
| Suba | Soklo Dispensary | [7 empty] | MoH | Muranga District Hospital | Current
| Suba | St Jude Health Centre | [7 empty] | MoH | Muranga District Hospital | Current
| Suba | St Luke's Health Centre | [7 empty] | MoH | Muranga District Hospital | Current
| Suba | St Mary's Dispensary (Suba) | [7 empty] | MoH | Muranga District Hospital | Current
| Suba | Suba District Hospital | [7 empty] | MoH | Muranga District Hospital | Current
| Suba | Takawiri Dispensary | [7 empty] | MoH | Muranga District Hospital | Current
| Suba | Tom Mboya Memorial Health Centre | [7 empty] | MoH | Muranga District Hospital | Current
| Suba | Tuungane Youth Centre | [7 empty] | MoH | Muranga District Hospital | Current
| Suba | Ugina Health Centre | [7 empty] | MoH | Muranga District Hospital | Current
| Suba | Usao Dispensary | [7 empty] | MoH | Muranga District Hospital | Current
| Suba | Wakula Dispensary | [7 empty] | MoH | Muranga District Hospital | Current
Rift Valley | Baringo | Kabarnet District Hospital | 5 | Partec Cyflow | Nihon Kodhen Celltaf F 6400 | Bio-systmes BTS 330/370 |  |  |  | MoH | Muranga District Hospital | Current
| Sotik | Kaplong Hospital | [7 empty] | MoH | Muranga District Hospital | Current
| Bomet | Kaboson Health Centre | [7 empty] | MoH | Muranga District Hospital | Current
| Buret | Chebangang Health Centre | [7 empty] | MoH | Muranga District Hospital | Current
| Buret | Koiwa Health Centre | [7 empty] | MoH | Muranga District Hospital | Current
| Buret | Mogogosiek Health Centre | [7 empty] | MoH | Muranga District Hospital | Current
| Buret | Roret Health Centre | [7 empty] | MoH | Muranga District Hospital | Current
| Eldoret East | GK Prisons Dispensary (Eldoret East) | [7 empty] | MoH | Muranga District Hospital | Current
| Eldoret East | Moiben Health Centre | [7 empty] | MoH | Muranga District Hospital | Current
| Eldoret West | Huruma Sub-District Hospital | [7 empty] | MoH | Muranga District Hospital | Current
| Eldoret West | Moi's Bridge Health Centre | [7 empty] | MoH | Muranga District Hospital | Current
| Eldoret West | Soy Health Centre | [7 empty] | MoH | Muranga District Hospital | Current
| Eldoret West | Turbo Health Centre | [7 empty] | MoH | Muranga District Hospital | Current
| Eldoret West | Ziwa Sub-District Hospital | [7 empty] | MoH | Muranga District Hospital | Current
| Keiyo | Iten District Hospital | [7 empty] | MoH | Muranga District Hospital | Current
| Marakwet | Chebiemit District Hospital | [7 empty] | MoH | Muranga District Hospital | Current
| Marakwet | Kapcherop Health Centre | [7 empty] | MoH | Muranga District Hospital | Current
| Marakwet | Kapsowar (AIC) Hospital | [7 empty] | MoH | Muranga District Hospital | Current
| Marakwet | Tot Sub-District Hospital | [7 empty] | MoH | Muranga District Hospital | Current
| Wareng | GK Prisons Dispensary (Ngeria) | [7 empty] | MoH | Muranga District Hospital | Current
| Wareng | Moi University Health Centre | [7 empty] | MoH | Muranga District Hospital | Current
| Wareng | Pioneer Health Centre | [7 empty] | MoH | Muranga District Hospital | Current
| West Pokot | Kapenguria District Hospital | [7 empty] | MoH | Muranga District Hospital | Current
| Kajiado | Bissel Health Centre | [7 empty] | MoH | Muranga District Hospital | Current
| Kipkelion | Londiani District Hospital | [7 empty] | MoH | Muranga District Hospital | Current
[10 empty] | MoH | Muranga District Hospital | Current
| Laikipia East | GK Prisons Dispensary (Laikipia East) | [7 empty] | MoH | Muranga District Hospital | Current
| Laikipia East | Kalalu Dispensary | [7 empty] | MoH | Muranga District Hospital | Current
| Laikipia East | Lamuria Dispensary (Laikipia East) | [7 empty] | MoH | Muranga District Hospital | Current
| Laikipia East | Marura Dispensary | [7 empty] | MoH | Muranga District Hospital | Current
| Laikipia East | Matanya Dispensary | [7 empty] | MoH | Muranga District Hospital | Current
| Laikipia East | Muramati Dispensary | [7 empty] | MoH | Muranga District Hospital | Current
| Laikipia East | Mwituria Dispensary | [7 empty] | MoH | Muranga District Hospital | Current
| Laikipia East | Ngobit Dispensary | [7 empty] | MoH | Muranga District Hospital | Current
| Laikipia East | Olpajeta Dispensary | [7 empty] | MoH | Muranga District Hospital | Current
| Laikipia East | Sweet Waters Dispensary | [7 empty] | MoH | Muranga District Hospital | Current
| Laikipia East | Wiyumiririe Dispensary | [7 empty] | MoH | Muranga District Hospital | Current
| Laikipia North | Doldol Health Centre | [7 empty] | MoH | Muranga District Hospital | Current
| Laikipia North | Kimanjo Dispensary | [7 empty] | MoH | Muranga District Hospital | Current
| Laikipia East | St Joseph Catholic Dispensary | [7 empty] | MoH | Muranga District Hospital | Current
| Loitoktok | Entarara Health Centre | [7 empty] | MoH | Muranga District Hospital | Current
| Loitoktok | Kimana Health Centre | [7 empty] | MoH | Muranga District Hospital | Current
| Loitoktok | Namelok Dispensary | [7 empty] | MoH | Muranga District Hospital | Current
| Molo | Elburgon Sub-District Hospital | [7 empty] | MoH | Muranga District Hospital | Current
| Molo | Keringet Health Centre (Molo) | [7 empty] | MoH | Muranga District Hospital | Current
| Molo | Kiamberiria Dispensary CDF | [7 empty] | MoH | Muranga District Hospital | Current
| Molo | Kiptororo Dispensary CDF | [7 empty] | MoH | Muranga District Hospital | Current
| Molo | Njoro Health Centre | [7 empty] | MoH | Muranga District Hospital | Current
| Molo | Olenguruone Sub-District Hospital | [7 empty] | MoH | Muranga District Hospital | Current
| Molo | Sairo Dispensary CDF | [7 empty] | MoH | Muranga District Hospital | Current
| Molo | Total Dispensary CDF | [7 empty] | MoH | Muranga District Hospital | Current
| Naivasha | Gatamaiyo Dispensary | [7 empty] | MoH | Muranga District Hospital | Current
| Naivasha | Home Grown Hospital | [7 empty] | MoH | Muranga District Hospital | Current
| Naivasha | Kinungi Dispensary | [7 empty] | MoH | Muranga District Hospital | Current
| Naivasha | Maela Health Centre | [7 empty] | MoH | Muranga District Hospital | Current
| Naivasha | Mai Mahiu Health centre | [7 empty] | MoH | Muranga District Hospital | Current
| Naivasha | Nacoharg Medical Centre | [7 empty] | MoH | Muranga District Hospital | Current
| Naivasha | Naivasha Max Prison Health Centre | [7 empty] | MoH | Muranga District Hospital | Current
| Naivasha | Naivasha Medical Clinic | [7 empty] | MoH | Muranga District Hospital | Current
| Naivasha | Namocha Dispensary | [7 empty] | MoH | Muranga District Hospital | Current
| Naivasha | Ngondi Dispensary | [7 empty] | MoH | Muranga District Hospital | Current
| Naivasha | Oserian Health Centre | [7 empty] | MoH | Muranga District Hospital | Current
| Naivasha | Rhein Valley Hospital | [7 empty] | MoH | Muranga District Hospital | Current
| Naivasha | Rocco Dispensary | [7 empty] | MoH | Muranga District Hospital | Current
| Naivasha | Sher Karuturi Hospital | [7 empty] | MoH | Muranga District Hospital | Current
| Naivasha | Elementeita Dispensary | [7 empty] | MoH | Muranga District Hospital | Current
| Naivasha | Gilgil Sub-District Hospital | [7 empty] | MoH | Muranga District Hospital | Current
| Nakuru | 3KR Health Centre | [7 empty] | MoH | Muranga District Hospital | Current
| Nakuru Central | FITC Dispensary | [7 empty] | MoH | Muranga District Hospital | Current
| Nakuru Central | Gold Star Network | [7 empty] | MoH | Muranga District Hospital | Current
| Nakuru Central | Kabarak Health Centre | [7 empty] | MoH | Muranga District Hospital | Current
| Nakuru Central | Kapkures Dispensary (Nakuru Central) | [7 empty] | MoH | Muranga District Hospital | Current
| Nakuru Central | Langa Langa Health Centre | [7 empty] | MoH | Muranga District Hospital | Current
| Nakuru Central | Mogotio RHDC | [7 empty] | MoH | Muranga District Hospital | Current
| Nakuru Central | Nakuru West (PCEA) Health Centre | [7 empty] | MoH | Muranga District Hospital | Current
| Nakuru Central | Prison Dispensary | [7 empty] | MoH | Muranga District Hospital | Current
| Nakuru Central | Rongai Health Centre | [7 empty] | MoH | Muranga District Hospital | Current
| Nakuru Central | Upper Solai Health Centre | [7 empty] | MoH | Muranga District Hospital | Current
| Nakuru North | Bahati District Hospital | [7 empty] | MoH | Muranga District Hospital | Current
| Nakuru North | Dundori Health Centre | [7 empty] | MoH | Muranga District Hospital | Current
| Nakuru North | Kabazi Health Centre | [7 empty] | MoH | Muranga District Hospital | Current
| Nakuru North | Subukia Health Centre | [7 empty] | MoH | Muranga District Hospital | Current
| Naivasha | Elementeita Dispensary | [7 empty] | MoH | Muranga District Hospital | Current
| Naivasha | Gilgil Sub-District Hospital | [7 empty] | MoH | Muranga District Hospital | Current
| Narok North | Enabelbel Health Centre | [7 empty] | MoH | Muranga District Hospital | Current
| Narok North | Nairagie-Enkare Health Centre | [7 empty] | MoH | Muranga District Hospital | Current
| Narok North | Narok District Hospital | [7 empty] | MoH | Muranga District Hospital | Current
| Narok North | Olokurto Health Centre | [7 empty] | MoH | Muranga District Hospital | Current
| Narok North | Sakutiek Health Centre | [7 empty] | MoH | Muranga District Hospital | Current
| Narok South | CMF Aitong Health Centre | [7 empty] | MoH | Muranga District Hospital | Current
| Narok South | Ewaso Ngiro Health Centre | [7 empty] | MoH | Muranga District Hospital | Current
| Narok South | Naikara Dispensary | [7 empty] | MoH | Muranga District Hospital | Current
| Narok South | Naroosura Health Centre | [7 empty] | MoH | Muranga District Hospital | Current
| Narok South | Ololulunga District Hospital | [7 empty] | MoH | Muranga District Hospital | Current
| Narok South | Sogoo Health Centre | [7 empty] | MoH | Muranga District Hospital | Current
| Koibatek | Eldama Ravine District Hosptal | [7 empty] | MoH | Muranga District Hospital | Current
| Nandi Central | Kapkangani Health Centre | [7 empty] | MoH | Muranga District Hospital | Current
| Nandi Central | Kapsabet District Hospital | [7 empty] | MoH | Muranga District Hospital | Current
| Nandi Central | Kilibwoni Dispensary | [7 empty] | MoH | Muranga District Hospital | Current
| Nandi Central | Terige Dispensary (CDF) | [7 empty] | MoH | Muranga District Hospital | Current
| Nandi North | Chepkoiyo Dispensary | [7 empty] | MoH | Muranga District Hospital | Current
| Nandi North | Chepterwai Sub-District Hospital | [7 empty] | MoH | Muranga District Hospital | Current
| Nandi North | Kapkagaron Dispensary | [7 empty] | MoH | Muranga District Hospital | Current
| Nandi North | Mosoriot Rural Health Training Centre | [7 empty] | MoH | Muranga District Hospital | Current
| Nandi South | Kemeloi Health Centre | [7 empty] | MoH | Muranga District Hospital | Current
| Tinderet | Meteitei Sub District Hospital | [7 empty] | MoH | Muranga District Hospital | Current
| Tinderet | Sobar river Health Centre | [7 empty] | MoH | Muranga District Hospital | Current
| Samburu Central | Kisima Dispensary | [7 empty] | MoH | Muranga District Hospital | Current
| Samburu Central | Suguta Marmar Health Centre | [7 empty] | MoH | Muranga District Hospital | Current
| Samburu East | Wamba Mission Hospital | [7 empty] | MoH | Muranga District Hospital | Current
| Samburu North | Baragoi District Hospital | [7 empty] | MoH | Muranga District Hospital | Current
| Samburu North | South Horr Dispensary | [7 empty] | MoH | Muranga District Hospital | Current
| Trans Mara | Kurankurik dispensary | [7 empty] | MoH | Muranga District Hospital | Current
Rift Valley | Trans Nzoia West | Kitale District Hospital | [7 empty] | MoH | Muranga District Hospital | Current
| Trans Nzoia East | Kapsara District Hospital | [7 empty] | MoH | Muranga District Hospital | Current
| Trans Nzoia East | Sinoko Medical Clinic | [7 empty] | MoH | Muranga District Hospital | Current
| Trans Nzoia West | Bikeke Health Centre | [7 empty] | MoH | Muranga District Hospital | Current
| Trans Nzoia West | Bondeni Dispensary (Trans Nzoia West) | [7 empty] | MoH | Muranga District Hospital | Current
| Trans Nzoia West | Saboti Sub-District Hospital | [7 empty] | MoH | Muranga District Hospital | Current
| Turukana Central | Diocese of Lodwar | [7 empty] | MoH | Muranga District Hospital | Current
| Turukana Central | Lorugum Health Centre | [7 empty] | MoH | Muranga District Hospital | Current
| Turukana Central | Nadapal Primary Health Care Programme | [7 empty] | MoH | Muranga District Hospital | Current
| Turukana Central | Namoruputh (PAG) Dispensary | [7 empty] | MoH | Muranga District Hospital | Current
| Turukana Central | St Catherine's Napetet Dispensary | [7 empty] | MoH | Muranga District Hospital | Current
| Turukana Central | St Mary's Kalokol Primary Health Care Prog | [7 empty] | MoH | Muranga District Hospital | Current
| Turukana Central | St Monica's Nakwamekwi Dispensary | [7 empty] | MoH | Muranga District Hospital | Current
| Turukana Central | St Patrick's Kanamkemer Dispensary | [7 empty] | MoH | Muranga District Hospital | Current
| Turkana North | IRC Kakuma Hospital | [7 empty] | MoH | Muranga District Hospital | Current
| Turkana North | Kataboi Dispensary | [7 empty] | MoH | Muranga District Hospital | Current
| Turkana North | Lokichogio (AIC) Health Centre | [7 empty] | MoH | Muranga District Hospital | Current
| Turkana North | Lowarengak Dispensary | [7 empty] | MoH | Muranga District Hospital | Current
| Turkana South | Nariokotome Dispensary | [7 empty] | MoH | Muranga District Hospital | Current
| Turkana South | Kapedo Sub-District Hospital | [7 empty] | MoH | Muranga District Hospital | Current
| Turkana South | Lokichar (RCEA) Health Centre | [7 empty] | MoH | Muranga District Hospital | Current
| Turkana South | Lokori (AIC) Health Centre | [7 empty] | MoH | Muranga District Hospital | Current
| Turkana South | Lokori Primary Health Care Programme | [7 empty] | MoH | Muranga District Hospital | Current
| Turkana South | Nakwamoru Health Centre | [7 empty] | MoH | Muranga District Hospital | Current
| Bungoma South | Kibuke Dispensary | [7 empty] | MoH | Muranga District Hospital | Current
| Bungoma South | Kimaeti Dispensary | [7 empty] | MoH | Muranga District Hospital | Current
| Bungoma South | Mechimeru Dispensary | [7 empty] | MoH | Muranga District Hospital | Current
| Bungoma South | St Damiano Nursing Home | [7 empty] | MoH | Muranga District Hospital | Current
| Bungoma West | Chwele District Hospital | [7 empty] | MoH | Muranga District Hospital | Current
| Bungoma West | Chwele Friends Dispensary | [7 empty] | MoH | Muranga District Hospital | Current
| Bungoma West | Kabuchai Health Centre | [7 empty] | MoH | Muranga District Hospital | Current
| Bungoma West | Malakisi Health Centre | [7 empty] | MoH | Muranga District Hospital | Current
| Bungoma West | Sirisia Hospital | [7 empty] | MoH | Muranga District Hospital | Current
| Mumias | Mumias Sub-District Hospital (Matungu) | [7 empty] | MoH | Muranga District Hospital | Current
| Mumias | Bukaya Health Centre | [7 empty] | MoH | Muranga District Hospital | Current
| Mumias | Mumias Dispensary | [7 empty] | MoH | Muranga District Hospital | Current
| Mumias | Mung'ung'u Dispensary | [7 empty] | MoH | Muranga District Hospital | Current
| Mumias | Khalaba Health Centre | [7 empty] | MoH | Muranga District Hospital | Current
| Mt. Elgon | Cheptais Health Centre | [7 empty] | MoH | Muranga District Hospital | Current
| Mt. Elgon | Chesikaki Dispensary | [7 empty] | MoH | Muranga District Hospital | Current
| Mt. Elgon | Kaptama (Friends) Dispensary | [7 empty] | MoH | Muranga District Hospital | Current
| Mt. Elgon | Kubura Dispensary | [7 empty] | MoH | Muranga District Hospital | Current
| Mt. Elgon | Mt Elgon District Hospital | [7 empty] | MoH | Muranga District Hospital | Current
| Mt. Elgon | Ruanda Dispensary | [7 empty] | MoH | Muranga District Hospital | Current
| Busia | Malanga Dispensary | [7 empty] | MoH | Muranga District Hospital | Current
| Butere | Elwangale Dispensary | [7 empty] | MoH | Muranga District Hospital | Current
| Butere | Shinutsa Dispensary | [7 empty] | MoH | Muranga District Hospital | Current
| Butere | Manyala Sub District Hospital | [7 empty] | MoH | Muranga District Hospital | Current
| Butere | Masaba Mission Hospital | [7 empty] | MoH | Muranga District Hospital | Current
| Butere | Muhaka Dispensary | [7 empty] | MoH | Muranga District Hospital | Current
| Butere | Mundoli Health Centre | [7 empty] | MoH | Muranga District Hospital | Current
| Butere | Mutsesta Dispensary | [7 empty] | MoH | Muranga District Hospital | Current
| Butere | Mwihila Mission Hospital | [7 empty] | MoH | Muranga District Hospital | Current
| Butere | Shikunga Health Centre | [7 empty] | MoH | Muranga District Hospital | Current
| Butere | Shimkoko Dispensary | [7 empty] | MoH | Muranga District Hospital | Current
| Butere | Shiraha Health Centre | [7 empty] | MoH | Muranga District Hospital | Current
| Butere | Shisaba Dispensary | [7 empty] | MoH | Muranga District Hospital | Current
| Butere | Shitsitswi Health Centre | [7 empty] | MoH | Muranga District Hospital | Current
| Mumias | Lusheya Health Centre | [7 empty] | MoH | Muranga District Hospital | Current
| Mumias | Khaunga Dispensary | [7 empty] | MoH | Muranga District Hospital | Current
| Mumias | Bungasi Health Centre | [7 empty] | MoH | Muranga District Hospital | Current
| Kakmega Central | Bukura Health centre | [7 empty] | MoH | Muranga District Hospital | Current
| Kakmega Central | Bushiri Health Centre | [7 empty] | MoH | Muranga District Hospital | Current
| Kakemga Central | GK Prisons Dispensary (Kakemega Central) | [7 empty] | MoH | Muranga District Hospital | Current
| Kakmega Central | Lutaso Dispensary | [7 empty] | MoH | Muranga District Hospital | Current
| Kakmega Central | Nabongo Dispensary | [7 empty] | MoH | Muranga District Hospital | Current
| Kakemga Central | Navakholo Sub District hospital | [7 empty] | MoH | Muranga District Hospital | Current
| Kakemga East | Ileho Health Cente | [7 empty] | MoH | Muranga District Hospital | Current
| Kakemga East | Kakamega Forest Dispensary | [7 empty] | MoH | Muranga District Hospital | Current
| Kakamega East | Kambiri Health Centre | [7 empty] | MoH | Muranga District Hospital | Current
| Kakamega East | Shamakhubu Health Centre | [7 empty] | MoH | Muranga District Hospital | Current
| Kakamega East | Shikusa Health Centre | [7 empty] | MoH | Muranga District Hospital | Current
| Kakamega East | Shikusi Dispensary | [7 empty] | MoH | Muranga District Hospital | Current
| Kakamega North | Kuvasali Dispensary | [7 empty] | MoH | Muranga District Hospital | Current
| Kakamega North | Malava Sub Distrcit Hospital | [7 empty] | MoH | Muranga District Hospital | Current
| Kakamega North | Muting'ongo Dispensary | [7 empty] | MoH | Muranga District Hospital | Current
| Kakamega North | Namaraga Dispensary | [7 empty] | MoH | Muranga District Hospital | Current
| Kakamega North | Shamberere Dispensary | [7 empty] | MoH | Muranga District Hospital | Current
| Kakemga North | Shihome dispensary | [7 empty] | MoH | Muranga District Hospital | Current
| Kakemga North | Shivanga Dispensary | [7 empty] | MoH | Muranga District Hospital | Current
| Mumias | Makunga RHDC | [7 empty] | MoH | Muranga District Hospital | Current
| Kakamega South | Iguhu Distirct Hospital | [7 empty] | MoH | Muranga District Hospital | Current
| Kakamega South | Kilingili Health Centre | [7 empty] | MoH | Muranga District Hospital | Current
| Kakamega South | Savane Dispensary | [7 empty] | MoH | Muranga District Hospital | Current
| Kakamega South | Shiseso Health Centre | [7 empty] | MoH | Muranga District Hospital | Current
| Kakamega South | Shibwe Health Centre | [7 empty] | MoH | Muranga District Hospital | Current
| Kakemga East | Jesus the Healer Clinic | [7 empty] | MoH | Muranga District Hospital | Current
| Kakamega East | Mahatma Gandi Health Centre | [7 empty] | MoH | Muranga District Hospital | Current
| Kakamega East | St. Phillips Mukomari | [7 empty] | MoH | Muranga District Hospital | Current
| Kakamega South | Eregi Mission Health Centre | [7 empty] | MoH | Muranga District Hospital | Current
| Mumias | Ahmadiya Hospital | [7 empty] | MoH | Muranga District Hospital | Current
| Mumias | Bukaya Health Centre | [7 empty] | MoH | Muranga District Hospital | Current
| Mumias | Bungasi Health Centre | [7 empty] | MoH | Muranga District Hospital | Current
| Mumias | Jamia Medical Centre | [7 empty] | MoH | Muranga District Hospital | Current
| Mumias | Khaunga Dispensary | [7 empty] | MoH | Muranga District Hospital | Current
| Mumias | Lusheya Health Centre | [7 empty] | MoH | Muranga District Hospital | Current
| Mumias | Makunga RHDC | [7 empty] | MoH | Muranga District Hospital | Current
| Mumias | Mumias Dispensary | [7 empty] | MoH | Muranga District Hospital | Current
| Mumias | Mung'ung'u Dispensary | [7 empty] | MoH | Muranga District Hospital | Current
| Mumias | Musanda (ACK) Clinic | [7 empty] | MoH | Muranga District Hospital | Current
| Mumias | Shianda Baptist Clinic | [7 empty] | MoH | Muranga District Hospital | Current
| Mumias | Mumias Sub-District Hospital (Matungu) | [7 empty] | MoH | Muranga District Hospital | Current
| Mumias | Khalaba Health Centre | [7 empty] | MoH | Muranga District Hospital | Current
[10 empty] | MoH | Muranga District Hospital | Current
| Teso | Kolanya Salvation Army Dispensary | [7 empty] | MoH | Muranga District Hospital | Current
| Emuhaya | Emuhaya Health Cemtre | [7 empty] | MoH | Muranga District Hospital | Current
| Emuhaya | Esiarambatsi Health Centre | [7 empty] | MoH | Muranga District Hospital | Current
| Emuhaya | Ipali Health Centre | [7 empty] | MoH | Muranga District Hospital | Current
| Hamisi | Banja Health Centre | [7 empty] | MoH | Muranga District Hospital | Current
| Hamisi | Boyani Dispensary | [7 empty] | MoH | Muranga District Hospital | Current
| Hamisi | Buyangu Health Centre | [7 empty] | MoH | Muranga District Hospital | Current
| Hamisi | Hamisi Hospital | [7 empty] | MoH | Muranga District Hospital | Current
| Hamisi | Kaimosi Hospital | [7 empty] | MoH | Muranga District Hospital | Current
| Hamisi | Nyagori Health Centre | [7 empty] | MoH | Muranga District Hospital | Current
| Hamisi | Sabatia Health Centre | [7 empty] | MoH | Muranga District Hospital | Current
| Hamisi | Serem Health Centre | [7 empty] | MoH | Muranga District Hospital | Current
| Hamisi | Tigoi Health Centre | [7 empty] | MoH | Muranga District Hospital | Current
| Samia | BUSIBWABO DISPENSARY | [7 empty] | MoH | Muranga District Hospital | Current
| Samia | Nangina Dispensary | [7 empty] | MoH | Muranga District Hospital | Current
| Samia | Nangina Hospital | [7 empty] | MoH | Muranga District Hospital | Current
Central | Kiambu | GK Prisons | 2 | [6 empty] | MoH | Kiambu | Current
Central | Kiambu | Tigoni | 5 | [6 empty] | MoH | Central Hub | Current |  |  |  |  | Eligible | 2010-09-01 | Delivered. Awaiting training | Installed | Installed
Central | Kiambu | Lari | 3 | [6 empty] | MoH | Tigoni | Current
Central | Kiambu | Limuru | 3 | [6 empty] | MoH | Tigoni | Current
Central | Kiambu | Lussigetti | 3 | [6 empty] | MoH | Tigoni | Current
Central | Kiambu | Ndeiya | 3 | [6 empty] | MoH | Tigoni | Current
Central | Kiambu | Nyathuna | 3 | [6 empty] | MoH | Tigoni | Current
Central | Kiambu | Wangige | 3 | [6 empty] | MoH | Tigoni | Current
Central | Kiambu | Kinale Forest | 2 | [6 empty] | MoH | Tigoni | Current
Central | Kiambu | AIC Kijabe | 4 | BD Facs Count Machine | Sysmex | Humalyzer 2000/3000 |  |  |  | FBO | Central Hub | Current
Central | Kiambu | Nazareth Mission | 4 | BD Facs Count Machine |  | Humalyzer 2000/3000 |  |  |  | FBO | Central Hub | Current
Central | Kiambu | Kikuyu PCEA | 4 | Partec Cyflow |  | Humalyzer 2000/3000 |  |  |  | FBO | Central Hub | Current
Central | Kirinyaga | Kerugoya | 5 | BD Facs Count Machine | Nihon Kodhen Celltaf F 6400 | Bio-systmes BTS 330/370 |  |  |  | MoH | Central Hub | Current
Central | Kirinyaga | Mwea Mission | 4 | Partec Cyflow |  | Humalyzer 2000/3000 |  |  |  | FBO | Central Hub | Current
Central | Muranga | Muranga | 5 | BD Facs Count Machine | Nihon Kodhen Celltaf F 6400 |  |  |  |  | MoH | Central Hub | Current
Central | Muranga | Maragua | 5 | [6 empty] | MoH | Muranga District Hospital | Current
Central | Nyandarua | Nyahururu | 5 | [6 empty] | MoH | Muranga District Hospital | Current
Central | Nyandarua | Olkalou | 5 | [6 empty] | MoH | Muranga District Hospital | Current
Central | Nyandarua | North Kinangop Catholic | 4 | [6 empty] | MoH | Muranga District Hospital | Current
Central | Nyeri | Karatina | 5 | [6 empty] | MoH | Muranga District Hospital | Current
Central | Nyeri | Naromoru | 5 | [6 empty] | MoH | Muranga District Hospital | Current
Central | Nyeri | Tumutumu PCEA | 4 | [6 empty] | MoH | Muranga District Hospital | Current
Central | Nyeri | Mugunda Mission | 2 | [6 empty] | MoH | Muranga District Hospital | Current
Central | Nyeri | Nyeri Provincial General Hospital | 6 | [6 empty] | MoH | Muranga District Hospital | Current
Central | Nyeri | Aguthi | 2 | [6 empty] | MoH | Muranga District Hospital | Current
Central | Nyeri | Gichira | 3 | [6 empty] | MoH | Muranga District Hospital | Current
Central | Nyeri | Kiganjo Market | 2 | [6 empty] | MoH | Muranga District Hospital | Current
Central | Nyeri | Mercy Medical (Othaya) | 1 | [6 empty] | MoH | Muranga District Hospital | Current
Central | Nyeri | Outspan | 4 | [6 empty] | MoH | Muranga District Hospital | Current
Central | Nyeri | Wamagana | 3 | [6 empty] | MoH | Muranga District Hospital | Current
Central | Nyeri | Mukuruweni | 4 | [6 empty] | MoH | Muranga District Hospital | Current
Central | Nyeri | Mt. Kenya | 5 | [6 empty] | MoH | Muranga District Hospital | Current
Central | Nyeri | Nyakio Womens Group-Mweiga | 1 | [6 empty] | MoH | Muranga District Hospital | Current
Central | Nyeri | Nyeri Surgicare | 1 | [6 empty] | MoH | Muranga District Hospital | Current
Central | Nyeri | Nyeri Town VCT | 1 | [6 empty] | MoH | Muranga District Hospital | Current
Central | Nyeri | Nyeri Youth Heath Centre | 3 | [6 empty] | MoH | Muranga District Hospital | Current
Central | Nyeri | Othaya District. | 4 | [6 empty] | MoH | Muranga District Hospital | Current
Central | Nyeri | Gichichi | 3 | [6 empty] | MoH | Muranga District Hospital | Current
Central | Nyeri | Consolata Mathari | 4 | [6 empty] | MoH | Muranga District Hospital | Current
Central | Kiambu | Thika | 4 | [6 empty] | MoH | Muranga District Hospital | Current
Central | Kiambu | St Mulumba Mission | 4 | [6 empty] | MoH | Muranga District Hospital | Current
Coast | Mombasa | Coast Provincial General Hospital | 6 | BD Facs Calibur Machine | Beckman coulter ACT Diff II | Eurolyser | BD Facs Count Machine | Nihon Kodhen Celltaf F 6400 |  | MoH | Central Hub | Current | [9 empty] | To withdraw Sysmex in addtion to F6400
Coast | Kilifi | Mtwapa | 2 | [6 empty] | MoH | Muranga District Hospital | Current
Coast | Mombasa | GK Prison (Shimo Main) | 3 | [6 empty] | MoH | Coast Provincal General | Current
Coast | Mombasa | Mtongwe | 2 | [6 empty] | MoH | Coast Provincal General | Current
Coast | Mombasa | Tudor | 3 | [6 empty] | MoH | Coast Provincal General | Current
Coast | Mombasa | Mariakani | 4 |  | Nihon Kodhen Celltaf F 6400 |  |  |  |  | MoH | Coast Provincal General | Current
Coast | Mombasa | Challani | 2 | [6 empty] | MoH | Coast Provincal General | Current
Coast | Mombasa | Jibana | 4 | [6 empty] | MoH | Coast Provincal General | Current |  |  |  | Yes
Coast | Mombasa | Kambe | 2 | [6 empty] | MoH | Coast Provincal General | Current
Coast | Mombasa | Makanzani | 2 | [6 empty] | MoH | Coast Provincal General | Current
Coast | Mombasa | Rabai | 3 | [6 empty] | MoH | Coast Provincal General | Current
Coast | Mombasa | Shangia | 2 | [6 empty] | MoH | Coast Provincal General | Current
Coast | Mombasa | Tsangatsini | 3 | [6 empty] | MoH | Coast Provincal General | Current
Coast | Mombasa | Vishakani | 2 | [6 empty] | MoH | Coast Provincal General | Current
Coast | Kilifi | Kilifi | 5 | BD Facs Count Machine | Beckman coulter ACT Diff II |  |  |  |  | MoH | Muranga District Hospital | Current |  |  |  | Yes
Coast | Mombasa | Port Reitz | 3 | BD Facs Count Machine | Nihon Kodhen Celltaf F 6400 |  |  |  |  | MoH | Central Hub | Current |  |  |  | Yes
Coast | Mombasa | CDC Ganjoni | 2 | [6 empty] | MoH | Port Reitz District | Current
Coast | Mombasa | Likoni | 4 | [6 empty] | MoH | Port Reitz District | Current
Coast | Kwale | Kwale | 5 | Partec Cyflow | Nihon Kodhen Celltaf F 6400 | Jr |  |  |  | MoH | Central Hub | Current |  | BD Facs Count Machine |  |  | Eligible | 2010-12-01 | Delivered. Awaiting training |  |  | Central Hub for Kinango and Msambweni
Coast | Malindi | Malindi | 5 | BD Facs Count Machine | Nihon Kodhen Celltaf F 6400 | Eurolyser | BD Facs Count Machine |  | Bio-systmes BTS 330/370 | MoH | Central Hub | Current |  | BD Facs Calibur Machine |  |  | Eligible | 2010-10-01 | On site |  |  | Calibur placed and installed. Fully functionally
Coast | Malindi | Malanga (AIC) | 2 | [6 empty] | MoH | Malindi District Hospital | Current
Coast | Lamu | Lamu | 5 |  | Nihon Kodhen Celltaf F 6400 | Bio-systmes BTS 330/370 |  |  |  | MoH | Malindi District Hospital | Current |  | BD Facs Count Machine |  |  | Not Eligible |  |  |  |  | Networked to Malindi
Coast | Lamu | Mpeketoni | 4 | [6 empty] | MoH | Malindi District Hospital | Current
Coast | Lamu | Witu | 3 | [6 empty] | MoH | Malindi District Hospital | Current
Coast | Mombasa | Bomu Medical | 2 | [6 empty] | MoH | Port Reitz District | Current
Coast | Mombasa | Mewa | 4 | BD Facs Count Machine |  | Jr |  |  |  | FBO | Central Hub | Current |  |  | Yes
Coast | Taita Taveta | Moi Voi District Hosiptal | 4 | Partec Cyflow | Nihon Kodhen Celltaf F 6400 | Eurolyser |  | Sysmex | Bio-systmes BTS 330/370 | MoH | Central Hub | Current | [9 empty] | Main Hospital serving Taita District
Eastern | Embu | Embu Provincial General Hospital | [7 empty] | MoH | Muranga District Hospital | Current
| Mbeere | Mbeere District Hopsital | [7 empty] | MoH | Muranga District Hospital | Current
Eastern | Igembe | Maua Methodist Mission Hospital | [7 empty] | MoH | Muranga District Hospital | Current
| Igembe | Nyambene District Hospital | [7 empty] | MoH | Muranga District Hospital | Current
[10 empty] | MoH | Muranga District Hospital | Current
Eastern | Imenti South | Consolata Nkubu Hospital- Dream Kyeni | [7 empty] | MoH | Muranga District Hospital | Current
| Embu | Consolata Hospital Kyeni | [7 empty] | MoH | Muranga District Hospital | Current
| Imenti Central | Cottolengo Mission Hospital | [7 empty] | MoH | Muranga District Hospital | Current
Eastern | Meru Central | Meru Central District Hospital | [7 empty] | MoH | Muranga District Hospital | Current
| Igembe | Nyambene District Hospital | [7 empty] | MoH | Muranga District Hospital | Current
| Maara | Magutuni District Hospital | [7 empty] | MoH | Muranga District Hospital | Current
| Maara | Muthambi Health Centre | [7 empty] | MoH | Muranga District Hospital | Current
North Eastern | Isiolo | Isiolo District Hospital | [7 empty] | MoH | Muranga District Hospital | Current
| Garbatula | Badana Dispensary | [7 empty] | MoH | Muranga District Hospital | Current
Eastern | Kangundo | Kangundo District Hospital | [7 empty] | MoH | Muranga District Hospital | Current
Eastern | Kitui | Kitui District Hospital | [7 empty] | MoH | Muranga District Hospital | Current
| Mutomo | Ikanga Sub District Hospital | [7 empty] | MoH | Muranga District Hospital | Current
| Mutomo | Ikutha Health Centre | [7 empty] | MoH | Muranga District Hospital | Current
Eastern | Kibwezi | Makindu District Hospital | [7 empty] | MoH | Muranga District Hospital | Current
Eastern | Maara | Chogoria (PCEA) Hospital | [7 empty] | MoH | Muranga District Hospital | Current
| Maara | Magutuni District Hospital | [7 empty] | MoH | Muranga District Hospital | Current
| Maara | Muthambi Health Centre | [7 empty] | MoH | Muranga District Hospital | Current
Eastern | Machakos | Machakos Level 5 Hospital | [7 empty] | MoH | Muranga District Hospital | Current
Eastern | Makueni | Makueni District Hospital | [7 empty] | MoH | Muranga District Hospital | Current
Eastern | Makueni | Kathozweni Catholic Dispensary | [7 empty] | MoH | Muranga District Hospital | Current
Eastern | Makueni | Kikoko Mission Hospital | [7 empty] | MoH | Muranga District Hospital | Current
Eastern | Marsabit | Tumaini Medical Clinic | [7 empty] | MoH | Muranga District Hospital | Current
| Marsabit | Marsabit District Hospital | [7 empty] | MoH | Muranga District Hospital | Current
| Marsabit | Loiyangalani MH | [7 empty] | MoH | Muranga District Hospital | Current
| Laisamis | Gatab Health Centre | [7 empty] | MoH | Muranga District Hospital | Current
| Laisamis | Laisamis Mission Hospital | [7 empty] | MoH | Muranga District Hospital | Current
| Laisamis | Loiyangalani MH | [7 empty] | MoH | Muranga District Hospital | Current
| Chalbi | Maikona Dispensary | [7 empty] | MoH | Muranga District Hospital | Current
Eastern | Meru South | Chuka District Hospital | [7 empty] | MoH | Muranga District Hospital | Current
| Meru South | Consolata Mission Chuka | [7 empty] | MoH | Muranga District Hospital | Current
| Meru South | Kajuki Dispensary | [7 empty] | MoH | Muranga District Hospital | Current
Eastern | Marsabit | Moyale District Hospital | [7 empty] | MoH | Muranga District Hospital | Current
Eastern | Mutomo | Mutomo Mission Hospital | [7 empty] | MoH | Muranga District Hospital | Current
| Mutomo | Ikanga Sub District Hospital | [7 empty] | MoH | Muranga District Hospital | Current
| Mutomo | Ikutha Health Centre | [7 empty] | MoH | Muranga District Hospital | Current
Eastern | Mwingi | Mwingi District Hospital | [7 empty] | MoH | Muranga District Hospital | Current
| Kyuso | Katse Health Centre | [7 empty] | MoH | Muranga District Hospital | Current
Eastern | Tharaka | St Orslo Mission Hospital- Dream Materi | [7 empty] | MoH | Muranga District Hospital | Current
Nairobi | Nairobi East | Eastern Deanary Program | [7 empty] | MoH | Muranga District Hospital | Current
Nairobi | Nairobi East-Embakasi | Lunga Lunga Health Centre | [7 empty] | MoH | Muranga District Hospital | Current
| Makadara | Loco Dispensary | [7 empty] | MoH | Muranga District Hospital | Current
Nairobi | Nairobi East- Makadara | Mater Hsopital | [7 empty] | MoH | Muranga District Hospital | Current
| Makadara | St Lukes Kaloleni | [7 empty] | MoH | Muranga District Hospital | Current
Nairobi | Nairobi North- Pumwani | Pumwani Maternity Hospital | [7 empty] | MoH | Muranga District Hospital | Current
Nairobi | Nairobi North- Kasarani | Mathare North Health Centre | [7 empty] | MoH | Muranga District Hospital | Current
| Kasarani | Kahawa West Health Center | [7 empty] | MoH | Muranga District Hospital | Current
| Kasarani | Kasarani Health Center | [7 empty] | MoH | Muranga District Hospital | Current
|  | Uzima Dispensary | [7 empty] | MoH | Muranga District Hospital | Current
Nairobi | Nairobi North- Kasarani | STC Casino Clinic | [7 empty] | MoH | Muranga District Hospital | Current
Nairobi | Nairobi North- Kasarani | St Francis Health Centre (Nairobi North) | [7 empty] | MoH | Muranga District Hospital | Current
Nairobi | Nairobi North-Starehe | Mathare Hospital | [7 empty] | MoH | Muranga District Hospital | Current
Nairobi | Nairobi North- Bahati | SOS Dispensary | [7 empty] | MoH | Muranga District Hospital | Current
[10 empty] | MoH | Muranga District Hospital | Current
| Dagoretti | Riruta Health Centre | [7 empty] | MoH | Muranga District Hospital | Current
|  | Daughters Of Charity | [7 empty] | MoH | Muranga District Hospital | Current
Nairobi | Nairobi West_ Dagoretti | Mbagathi District Hospital | [7 empty] | MoH | Muranga District Hospital | Current
[10 empty] | MoH | Muranga District Hospital | Current
Nairobi | Nairobi West- Dagoretti | National HIV Reference Lab | [7 empty] | MoH | Muranga District Hospital | Current
| Dagoretti | National Blood Transfusion Centre | [7 empty] | MoH | Muranga District Hospital | Current
|  | National QA | [7 empty] | MoH | Muranga District Hospital | Current
Nairobi | Nairobi West- Dagoretti | Armed Forces Memorial Hospital | [7 empty] | MoH | Muranga District Hospital | Current
Nairobi | Langata | KEMRI Immunology Lab | [7 empty] | MoH | Muranga District Hospital | Current
| Dagoretti | KEMRI/ UCSF | [7 empty] | MoH | Muranga District Hospital | Current
| Dagoretti | CDC FACES- KEMRI Nairobi | [7 empty] | MoH | Muranga District Hospital | Current
| Langata | Langata Health Centre | [7 empty] | MoH | Muranga District Hospital | Current
| Langata | GSN West | [7 empty] | MoH | Muranga District Hospital | Current
| Langata | Tabitha Clinic | [7 empty] | MoH | Muranga District Hospital | Current
| Starehe | Family Health Options Phoenix | [7 empty] | MoH | Muranga District Hospital | Current
| Starehe | Family Health Options Ribeiro | [7 empty] | MoH | Muranga District Hospital | Current
| Starehe | GSN North | [7 empty] | MoH | Muranga District Hospital | Current
| Starehe | KENWA | [7 empty] | MoH | Muranga District Hospital | Current
|  | Ushirika Health Centre | [7 empty] | MoH | Muranga District Hospital | Current
Nairobi | Nairobi West- Langata | MSF Belgium Kibera Health Centre | [7 empty] | MoH | Muranga District Hospital | Current
|  | Kibera CDC Clinic | [7 empty] | MoH | Muranga District Hospital | Current
Nairobi | Nairobi West- Langata | Nyumbani Children's Home | [7 empty] | MoH | Muranga District Hospital | Current
Nairobi | Nairobi West- Langata | Dream Centre Dispensary | [7 empty] | MoH | Muranga District Hospital | Current
Nairobi | Nairobi West- Westlands | Coptic Hospital | [7 empty] | MoH | Muranga District Hospital | Current
Nairobi | Nairobi West- Westlands | Liverpool VCT and Care | [7 empty] | MoH | Muranga District Hospital | Current
[10 empty] | MoH | Muranga District Hospital | Current
N Eastern | Garissa | Garissa Provincial General Hospital | [7 empty] | MoH | Muranga District Hospital | Current
N Eastern | Mandera East | Mandera Distirct Hospital | [7 empty] | MoH | Muranga District Hospital | Current
| Mandera Central | Rhamu Sub District Hospital | [7 empty] | MoH | Muranga District Hospital | Current
| Mandera East | Lafey Sub District Hospital | [7 empty] | MoH | Muranga District Hospital | Current
| Mandera West | Takaba District Hospital | [7 empty] | MoH | Muranga District Hospital | Current
N Eastern | Wajir | Wajir District Hospital | [7 empty] | MoH | Muranga District Hospital | Current
| Wajir North | Buna Sub District Hospital | [7 empty] | MoH | Muranga District Hospital | Current
Nyanza | Bondo | Bondo District Hospital | [7 empty] | MoH | Muranga District Hospital | Current
Nyanza | Gucha South | Tabaka Mission Hospital | [7 empty] | MoH | Muranga District Hospital | Current
| Gucha South | Etago Health Centre | [7 empty] | MoH | Muranga District Hospital | Current
| Gucha South | Nduru District Hospital | [7 empty] | MoH | Muranga District Hospital | Current
Nyanza | Homabay- Rangwe | Homabay District Hospital | [7 empty] | MoH | Muranga District Hospital | Current
Nyanza | Homabay- Ndhiwa |  | Ndhiwa Sub District Hospital | [6 empty] | MoH | Muranga District Hospital | Current
Nyanza | Homabay | HomaHills Hospital | [7 empty] | MoH | Muranga District Hospital | Current
Nyanza | Homabay | Asumbi Mission Hospital | [7 empty] | MoH | Muranga District Hospital | Current
Nyanza | Kisii | Kisii Level 5 Hospital | [7 empty] | MoH | Muranga District Hospital | Current
| Gucha South | Etago Health Centre | [7 empty] | MoH | Muranga District Hospital | Current
| Gucha South | Nduru District Hospital | [7 empty] | MoH | Muranga District Hospital | Current
Nyanza | Kisumu East | New Nyanza Provincial General hospital | [7 empty] | MoH | Muranga District Hospital | Current
Nyanza | Kisumu East | Kisumu District Hospital | [7 empty] | MoH | Muranga District Hospital | Current
Nyanza | Kisumu East | Lumumba Health Centre (Faces) | [7 empty] | MoH | Muranga District Hospital | Current
Nyanza | Kisumu East | Port Florence Community Hospital | [7 empty] | MoH | Muranga District Hospital | Current
| Kisumu East | St Monica(St Monica) | [7 empty] | MoH | Muranga District Hospital | Current
| Kisumu East | St Elizabeth Chiga Dispensary | [7 empty] | MoH | Muranga District Hospital | Current
Nyanza | Kisumu West | Kombewa District Hospital | [7 empty] | MoH | Muranga District Hospital | Current
Nyanza | Kisumu | Maseno Mission Hospital | [7 empty] | MoH | Muranga District Hospital | Current
Nyanza | Kisumu | St Elizabeth Chiga | [7 empty] | MoH | Muranga District Hospital | Current
Nyanza | Migori | Migori District Hospital | [7 empty] | MoH | Muranga District Hospital | Current
| Migori | Sori Lakeside Nursing and Maternity Home | [7 empty] | MoH | Muranga District Hospital | Current
Nyanza | Migori | St Camillus karungu | [7 empty] | MoH | Muranga District Hospital | Current
Nyanza | Migori | St Josephs Mission Migori | [7 empty] | MoH | Muranga District Hospital | Current
Nyanza | Nyamira | Nyamira District Hospital | [7 empty] | MoH | Muranga District Hospital | Current
Nyanza | Nyando | Ahero District Hospital | [7 empty] | MoH | Muranga District Hospital | Current
Nyanza | Nyando | Nyando District Hospital | [7 empty] | MoH | Muranga District Hospital | Current
| Nyando | Chemilil Sugar Factory Health Center | [7 empty] | MoH | Muranga District Hospital | Current
| Nyando | Masogo Sub District Hospital | [7 empty] | MoH | Muranga District Hospital | Current
| Nyando | Muhoroni District Hospital | [7 empty] | MoH | Muranga District Hospital | Current
Nyanza | Nyando | Nyabondo District Hospital | [7 empty] | MoH | Muranga District Hospital | Current
Nyanza | Nyando | St. Vincent De Pauls Mission Hospital | [7 empty] | MoH | Muranga District Hospital | Current
Nyanza | Rachuonyo | Rachuonyo District Hospital | [7 empty] | MoH | Muranga District Hospital | Current
Nyanza | Rachuonyo | Kendu Adventist Mission Hospital | [7 empty] | MoH | Muranga District Hospital | Current
Nyanza | Rarieda |  | Madiany Sub District Hospital | [6 empty] | MoH | Muranga District Hospital | Current
Nyanza | Rarieda | Lwak Mission Hospital (St. Elizabeth) | [7 empty] | MoH | Muranga District Hospital | Current
[10 empty] | MoH | Muranga District Hospital | Current
Nyanza | Rongo | Awendo Sub District Hospital | [7 empty] | MoH | Muranga District Hospital | Current
| Rongo | Bware Dispensary | [7 empty] | MoH | Muranga District Hospital | Current
| Rongo | Nyamasare Dispensary | [7 empty] | MoH | Muranga District Hospital | Current
| Rongo | Osogo Dispensary | [7 empty] | MoH | Muranga District Hospital | Current
| Rongo | Othoro Dispensary | [7 empty] | MoH | Muranga District Hospital | Current
| Rongo | Oyani (SDA) Dispensary | [7 empty] | MoH | Muranga District Hospital | Current
| Rongo | Rabondo Dispensary | [7 empty] | MoH | Muranga District Hospital | Current
| Rongo | Sibuoche Dispensary | [7 empty] | MoH | Muranga District Hospital | Current
| Rongo | St Monica Rapogi Health Centre | [7 empty] | MoH | Muranga District Hospital | Current
| Rongo | Uriri Health Centre | [7 empty] | MoH | Muranga District Hospital | Current
Nyanza | Rongo | Rongo District Hospital | [7 empty] | MoH | Muranga District Hospital | Current
| Rongo | Lwala Dispensary | [7 empty] | MoH | Muranga District Hospital | Current
| Rongo | Ngere Dispensray | [7 empty] | MoH | Muranga District Hospital | Current
| Rongo | Ngodhe | [7 empty] | MoH | Muranga District Hospital | Current
| Rongo | Ongo Health Centre | [7 empty] | MoH | Muranga District Hospital | Current
| Rongo | Oyani Health Centre | [7 empty] | MoH | Muranga District Hospital | Current
| Rongo | Ranen (SDA) Dispensary | [7 empty] | MoH | Muranga District Hospital | Current
Nyanza | Siaya- Ugenya | Ambira Health Center | [7 empty] | MoH | Muranga District Hospital | Current
| Siaya- Ugenya | Bar Achuth Dispensary | [7 empty] | MoH | Muranga District Hospital | Current
| Siaya- Ugenya | Ligega Health Centre | [7 empty] | MoH | Muranga District Hospital | Current
| Siaya- Ugenya | Sega Helath Centre | [7 empty] | MoH | Muranga District Hospital | Current
| Siaya- Ugenya | Rangala Health Centre | [7 empty] | MoH | Muranga District Hospital | Current
Nyanza | Siaya | Matibabu Foundation (Ukwala) | [7 empty] | MoH | Muranga District Hospital | Current
Nyanza | Siaya- Gem | Yala Sub District Hospital | [7 empty] | MoH | Muranga District Hospital | Current
| Siaya- Gem | Akala Health Center | [7 empty] | MoH | Muranga District Hospital | Current
| Siaya- Gem | Alour Mission Health Centre | [7 empty] | MoH | Muranga District Hospital | Current
| Siaya- Gem | Dienya Health Centre | [7 empty] | MoH | Muranga District Hospital | Current
| Siaya- Gem | Dophil Nursing & Maternity Home | [7 empty] | MoH | Muranga District Hospital | Current
| Siaya- Gem | Malanga Health Centre | [7 empty] | MoH | Muranga District Hospital | Current
| Siaya- Gem | Rera Health Center | [7 empty] | MoH | Muranga District Hospital | Current
| Siaya- Gem | Sagam Community Hospital | [7 empty] | MoH | Muranga District Hospital | Current
| Siaya- Gem | St Mary's Yala Dispensary | [7 empty] | MoH | Muranga District Hospital | Current
| Siaya- Gem | Uriri Dispensary | [7 empty] | MoH | Muranga District Hospital | Current
Nyanza | Siaya- Alego | Siaya District Hospital | [7 empty] | MoH | Muranga District Hospital | Current
| Siaya- Alego | Bama Hospital | [7 empty] | MoH | Muranga District Hospital | Current
| Siaya- Alego | Bar Ndege Health Center | [7 empty] | MoH | Muranga District Hospital | Current
| Siaya- Alego | Bar Olengo Dispensary | [7 empty] | MoH | Muranga District Hospital | Current
| Siaya- Alego | Boro Dispensary | [7 empty] | MoH | Muranga District Hospital | Current
| Siaya- Alego | Hawinga Health Centre | [7 empty] | MoH | Muranga District Hospital | Current
| Siaya- Alego | Kadenge Ratuoro Health Center | [7 empty] | MoH | Muranga District Hospital | Current
| Siaya- Alego | Kaluo Health Centre | [7 empty] | MoH | Muranga District Hospital | Current
| Siaya- Alego | Masumbi Disepnsary | [7 empty] | MoH | Muranga District Hospital | Current
| Siaya- Alego | Mulaha Dispensary | [7 empty] | MoH | Muranga District Hospital | Current
| Siaya- Alego | Rabar Dispensary | [7 empty] | MoH | Muranga District Hospital | Current
| Siaya- Alego | Rwmbwa Health Centre | [7 empty] | MoH | Muranga District Hospital | Current
| Siaya- Alego | Siaya Medical Centre | [7 empty] | MoH | Muranga District Hospital | Current
| Siaya- Alego | Ndere Health Centre | [7 empty] | MoH | Muranga District Hospital | Current
| Siaya- Alego | Ngiya Health Centre | [7 empty] | MoH | Muranga District Hospital | Current
| Siaya- Alego | Nyangoma Kogero Health Center | [7 empty] | MoH | Muranga District Hospital | Current
| Siaya- Alego | Rabar Dispensary | [7 empty] | MoH | Muranga District Hospital | Current
| Siaya- Alego | Rwambwa Health Center | [7 empty] | MoH | Muranga District Hospital | Current
| Siaya- Alego | Sikalame Dispensary | [7 empty] | MoH | Muranga District Hospital | Current
| Siaya- Alego | Sirembe Dispensary | [7 empty] | MoH | Muranga District Hospital | Current
| Siaya- Alego | St. Paul Health Centre | [7 empty] | MoH | Muranga District Hospital | Current
| Siaya- Alego | Uriri Health Center | [7 empty] | MoH | Muranga District Hospital | Current
Nyanza | Suba | Suba (Sindo) District Hospital | [7 empty] | MoH | Muranga District Hospital | Current
Rift Valley | Baringo | Kapkures Dispensary | 2 | [6 empty] | MoH | Muranga District Hospital | Current
Rift Valley | Baringo | Marigat Sub District Hospital | 4 | [6 empty] | MoH | Muranga District Hospital | Current
Rift Valley | Baringo | Sacho school Dispensary | 2 | [6 empty] | MoH | Muranga District Hospital | Current
Rift Valley | Bomet | Longisa District Hospital | [7 empty] | MoH | Muranga District Hospital | Current
| Bomet | Bomet Health Centre | [7 empty] | MoH | Muranga District Hospital | Current
| Bomet | Irwaga Health Centre | [7 empty] | MoH | Muranga District Hospital | Current
| Bomet | Kapkoros Health Centre | [7 empty] | MoH | Muranga District Hospital | Current
| Bomet | Olbutyo Health Centre | [7 empty] | MoH | Muranga District Hospital | Current
| Bomet | Olokyin Health Centre | [7 empty] | MoH | Muranga District Hospital | Current
| Bomet | Sigor Sub District Hospital | [7 empty] | MoH | Muranga District Hospital | Current
| Bomet | Siongiroi Health Centre | [7 empty] | MoH | Muranga District Hospital | Current
| Bomet | Tegat Health Centre | [7 empty] | MoH | Muranga District Hospital | Current
| Sotik | Gelegele Dispensary | [7 empty] | MoH | Muranga District Hospital | Current
| Sotik | Kipsoni Health Centre | [7 empty] | MoH | Muranga District Hospital | Current
| Sotik | Ndanai Health Centre | [7 empty] | MoH | Muranga District Hospital | Current
| Sotik | Sotik Health Centre | [7 empty] | MoH | Muranga District Hospital | Current
Rift Valley | Bomet | Tenwek Mission Hospital | [7 empty] | MoH | Muranga District Hospital | Current
Rift Valley | Buret | Kapkatet District Hospital | [7 empty] | MoH | Muranga District Hospital | Current
| Buret | Chemosot Health Centre | [7 empty] | MoH | Muranga District Hospital | Current
| Buret | Litein mission hospital | [7 empty] | MoH | Muranga District Hospital | Current
| Buret | MonirreMedical Centre | [7 empty] | MoH | Muranga District Hospital | Current
North Rift | Eldoret East | Moi Teaching and Referral Hospital | [7 empty] | MoH | Muranga District Hospital | Current
| Eldoret East | Burnt Forest RHDC (Eldoret East) | [7 empty] | MoH | Muranga District Hospital | Current
| Eldoret East | Chepsaita Dispensary | [7 empty] | MoH | Muranga District Hospital | Current
| Eldoret East | Regional Blood tranfusion Centre | [7 empty] | MoH | Muranga District Hospital | Current
| Eldoret East | Uasin Gishu District Hospital | [7 empty] | MoH | Muranga District Hospital | Current
Rift Valley | Kajiado | Beacon of Hope Clinic | [7 empty] | MoH | Muranga District Hospital | Current
| Kajiado | Drop Inn Ray Clinic | [7 empty] | MoH | Muranga District Hospital | Current
| Kajiado | Kajiado AIC Dispensary | [7 empty] | MoH | Muranga District Hospital | Current
| Kajiado | Magadi Hospital | [7 empty] | MoH | Muranga District Hospital | Current
Rift Valley | Kajiado | Kajiado District Hospital | [7 empty] | MoH | Muranga District Hospital | Current
| Kajiado | Isinya Health Centre | [7 empty] | MoH | Muranga District Hospital | Current
| Kajiado | Kitengela Health Centre | [7 empty] | MoH | Muranga District Hospital | Current
| Kajiado | Namanga Health Centre | [7 empty] | MoH | Muranga District Hospital | Current
| Kajiado | Ngong Sub District Hospital | [7 empty] | MoH | Muranga District Hospital | Current
| Kajiado | Ongata Rongai Health Centre | [7 empty] | MoH | Muranga District Hospital | Current
| Kajiado | Simba Health Centre | [7 empty] | MoH | Muranga District Hospital | Current
Rift Valley | Kericho | Kericho District Hospital | [7 empty] | MoH | Muranga District Hospital | Current
| Kericho | Ainamoi Health Centre | [7 empty] | MoH | Muranga District Hospital | Current
| Kericho | Chepkemel Health Centre | [7 empty] | MoH | Muranga District Hospital | Current
| Kericho | Kabianga Health Centre | [7 empty] | MoH | Muranga District Hospital | Current
| Kericho | Sigowet Health Centre | [7 empty] | MoH | Muranga District Hospital | Current
| Kericho | Sosiot Health Centre | [7 empty] | MoH | Muranga District Hospital | Current
| Kipkelion | Forttenana Sub District Hospital | [7 empty] | MoH | Muranga District Hospital | Current
| Kipkelion | Kipkelion Sub Hospital | [7 empty] | MoH | Muranga District Hospital | Current
Rift Valley | Kericho | Walter Reed Project, Kericho | [7 empty] | MoH | Muranga District Hospital | Current
Rift Valley | Lakipia | Nanyuki District Hospital | [7 empty] | MoH | Muranga District Hospital | Current
Rift Valley | Laikipia East | Nanyuki Cottage Hospital | [7 empty] | MoH | Muranga District Hospital | Current
| Laikipia East | Huruma Health Centre | [7 empty] | MoH | Muranga District Hospital | Current
| Laikipia East | Mary immaculate Dispensary (Lakipia East) | [7 empty] | MoH | Muranga District Hospital | Current
| Laikipia East | Nanyuki Maternity and Nursing Home | [7 empty] | MoH | Muranga District Hospital | Current
Rift Valley | Loitoktok | Loitoktok District Hospital | [7 empty] | MoH | Muranga District Hospital | Current
Rift Valley | Molo | Molo District Hospital | [7 empty] | MoH | Muranga District Hospital | Current
Rift Valley | Naivasha | Naivasha District Hospital | [7 empty] | MoH | Muranga District Hospital | Current
Rift Valley | Naivasha | St Mary's Mission Hospital(elementaita) | [7 empty] | MoH | Muranga District Hospital | Current
Rift Valley | Naivasha | Gilgil Regional Hospital | [7 empty] | MoH | Muranga District Hospital | Current
Rift Valley | Nakuru | Nakuru Provincial General Hospital | [7 empty] | MoH | Muranga District Hospital | Current
| Narok | Narok District Hospital | [7 empty] | MoH | Muranga District Hospital | Current
Rift Valley | Nandi | Kapsabet District Hospital | [7 empty] | MoH | Muranga District Hospital | Current
| Nandi East | Nandi Hills District Hospital | [7 empty] | MoH | Muranga District Hospital | Current
| Nandi East | Sochoi Dispensary | [7 empty] | MoH | Muranga District Hospital | Current
| Nandi South | Kaptumo Sub District Hospital | [7 empty] | MoH | Muranga District Hospital | Current
Rift Valley | Samburu | Maralal Hospital | [7 empty] | MoH | Muranga District Hospital | Current
Rift Valley | Trans Mara | Trans Mara (Kilgoris) District Hospital | [7 empty] | MoH | Muranga District Hospital | Current
| Trans Mara | Enosaen Health Centre | [7 empty] | MoH | Muranga District Hospital | Current
| Trans Mara | Lolgorian Sub District Hospital | [7 empty] | MoH | Muranga District Hospital | Current
| Trans Nzoia West | GK Prison Dispensary (Kitale) | [7 empty] | MoH | Muranga District Hospital | Current
| Trans Nzoia West | Kiminini Cottage Hospital | [7 empty] | MoH | Muranga District Hospital | Current
| Trans Nzoia West | Kiminini Health Centre | [7 empty] | MoH | Muranga District Hospital | Current
| Trans Nzoia West | Matuanda Dispensary | [7 empty] | MoH | Muranga District Hospital | Current
Rift Valley | Turukana Central | Lodwar District Hospital | [7 empty] | MoH | Muranga District Hospital | Current
Rift Valley | Turukana North | Kakuma Mission Hospital | [7 empty] | MoH | Muranga District Hospital | Current
Western | Bungoma South | Bungoma District Hospital | [7 empty] | MoH | Muranga District Hospital | Current
| Bungoma South | Bumula Health Centre | [7 empty] | MoH | Muranga District Hospital | Current
| Bungoma South | Kibabii Health Centre | [7 empty] | MoH | Muranga District Hospital | Current
| Bungoma East | Webuye District Hospital | [7 empty] | MoH | Muranga District Hospital | Current
| Bungoma East | Bokoli Hospital | [7 empty] | MoH | Muranga District Hospital | Current
| Bungoma East | Kayaya Dispensary | [7 empty] | MoH | Muranga District Hospital | Current
| Bungoma East | Khalumuli Dispensary | [7 empty] | MoH | Muranga District Hospital | Current
| Bungoma East | Lugulu Hospital | [7 empty] | MoH | Muranga District Hospital | Current
| Bungoma East | Lukusi Dispensary | [7 empty] | MoH | Muranga District Hospital | Current
| Bungoma East | Mahanga Dispensary | [7 empty] | MoH | Muranga District Hospital | Current
| Bungoma East | Matulo Dispensary | [7 empty] | MoH | Muranga District Hospital | Current
| Bungoma East | Mihuu Dispensary | [7 empty] | MoH | Muranga District Hospital | Current
| Bungoma East | Milo Health Centre | [7 empty] | MoH | Muranga District Hospital | Current
| Bungoma East | Ngwelo Dispensary | [7 empty] | MoH | Muranga District Hospital | Current
Western | Bungoma North | Kimilili District hospital | [7 empty] | MoH | Muranga District Hospital | Current
| Bungoma North | Karima Dispensary | [7 empty] | MoH | Muranga District Hospital | Current
| Bungoma North | Makhonge Dispensary | [7 empty] | MoH | Muranga District Hospital | Current
| Bungoma North | Makutano Dispensary | [7 empty] | MoH | Muranga District Hospital | Current
| Bungoma North | Naitiri Health Centre | [7 empty] | MoH | Muranga District Hospital | Current
| Bungoma North | Ndalu Health Centre | [7 empty] | MoH | Muranga District Hospital | Current
| Mt. Elgon | Chepkube Dispensary | [7 empty] | MoH | Muranga District Hospital | Current
| Mt. Elgon | Kaborom Dispensary | [7 empty] | MoH | Muranga District Hospital | Current
Western | Busia | Busia District Hospital- AMPATH | [7 empty] | MoH | Muranga District Hospital | Current
| Bunyala | Mukhobola Health Centre | [7 empty] | MoH | Muranga District Hospital | Current
| Bunyala | Port Victoria Hospital | [7 empty] | MoH | Muranga District Hospital | Current
| Busia | Bumala A Health Centre | [7 empty] | MoH | Muranga District Hospital | Current
| Busia | Bumala B Health Centre | [7 empty] | MoH | Muranga District Hospital | Current
| Busia | Busia Prison | [7 empty] | MoH | Muranga District Hospital | Current
| Busia | Butual Health Centre | [7 empty] | MoH | Muranga District Hospital | Current
| Busia | Khunyangu | [7 empty] | MoH | Muranga District Hospital | Current
| Busia | Matayos Helath Centre | [7 empty] | MoH | Muranga District Hospital | Current
| Busia | Nambale Health Centre | [7 empty] | MoH | Muranga District Hospital | Current
Western | Butere | Butere District Hospital | [7 empty] | MoH | Muranga District Hospital | Current
| Butere | Apostles Clinic | [7 empty] | MoH | Muranga District Hospital | Current
Western | Kakamega Central | Kakamega Provincial General Hospital | [7 empty] | MoH | Muranga District Hospital | Current
Western | Kakamega | St Elizabeth Mukumu | [7 empty] | MoH | Muranga District Hospital | Current
|  | St Elizabeth(Forest Dispens) | [7 empty] | MoH | Muranga District Hospital | Current
|  | St Elizabeth(Musoli dispens) | [7 empty] | MoH | Muranga District Hospital | Current
Western | Lugari | Lugari/ Lumakanda District Hospital | [7 empty] | MoH | Muranga District Hospital | Current
| Lugari | Kongoni Health Centre | [7 empty] | MoH | Muranga District Hospital | Current
| Lugari | Likuyani Sub District Hospital | [7 empty] | MoH | Muranga District Hospital | Current
| Lugari | Lwandeti Dispensary | [7 empty] | MoH | Muranga District Hospital | Current
| Lugari | Mabusi Health Centre | [7 empty] | MoH | Muranga District Hospital | Current
| Lugari | Marakusi Dispensary | [7 empty] | MoH | Muranga District Hospital | Current
| Lugari | Matete Health Centre | [7 empty] | MoH | Muranga District Hospital | Current
| Lugari | Mautuma Sub-District Hospital | [7 empty] | MoH | Muranga District Hospital | Current
Western | Mumias | St Mary's Mission Hospital | [7 empty] | MoH | Muranga District Hospital | Current
Western | Mumias | Namasoli ACK Mission | [7 empty] | MoH | Muranga District Hospital | Current
Western | Teso | Alupe Sub District Hospital | [7 empty] | MoH | Muranga District Hospital | Current
| Teso | Aboloi Dispensary | [7 empty] | MoH | Muranga District Hospital | Current
| Teso | Akichelesit Dispensary | [7 empty] | MoH | Muranga District Hospital | Current
| Teso | Amagoro Nursing Home | [7 empty] | MoH | Muranga District Hospital | Current
| Teso | Amase Dispensary | [7 empty] | MoH | Muranga District Hospital | Current
| Teso | Amukura Health Centre | [7 empty] | MoH | Muranga District Hospital | Current
| Teso | Amukura Mission Health Centre | [7 empty] | MoH | Muranga District Hospital | Current
| Teso | Angurai Health Centre | [7 empty] | MoH | Muranga District Hospital | Current
| Teso | Apokor Dispensary | [7 empty] | MoH | Muranga District Hospital | Current
| Teso | Changara (GOK) Dispensary | [7 empty] | MoH | Muranga District Hospital | Current
| Teso | Changara Calvary Dispensary | [7 empty] | MoH | Muranga District Hospital | Current
| Teso | Chemasiri (ACK) Dispensary | [7 empty] | MoH | Muranga District Hospital | Current
| Teso | Lukolis Dispensary | [7 empty] | MoH | Muranga District Hospital | Current
| Teso | Malaba Dispensary | [7 empty] | MoH | Muranga District Hospital | Current
| Teso | Moding Health Centre | [7 empty] | MoH | Muranga District Hospital | Current
| Teso | Moru Karisa Dispensary | [7 empty] | MoH | Muranga District Hospital | Current
| Teso | Obekai Dispensary | [7 empty] | MoH | Muranga District Hospital | Current
| Teso | Ochude Dispensary | [7 empty] | MoH | Muranga District Hospital | Current
| Teso | St Mary Health Unit | [7 empty] | MoH | Muranga District Hospital | Current
Western | Vihiga | Vihiga District Hopital | [7 empty] | MoH | Muranga District Hospital | Current
| Vihiga | Bugamangi Dispensary | [7 empty] | MoH | Muranga District Hospital | Current
| Vihiga | Bugina Health Centre | [7 empty] | MoH | Muranga District Hospital | Current
| Vihiga | Enzaro Health Centre | [7 empty] | MoH | Muranga District Hospital | Current
| Vihiga | Givudimbuli Health Centre | [7 empty] | MoH | Muranga District Hospital | Current
| Vihiga | Iduku Dispensary | [7 empty] | MoH | Muranga District Hospital | Current
| Vihiga | Igago Dispensary | [7 empty] | MoH | Muranga District Hospital | Current
| Vihiga | Inyali Dispensary | [7 empty] | MoH | Muranga District Hospital | Current
| Vihiga | Kegondi Health Centre | [7 empty] | MoH | Muranga District Hospital | Current
| Vihiga | Lyanaginga Health Centre | [7 empty] | MoH | Muranga District Hospital | Current
| Vihiga | Mbale Rural Helath Training Centre | [7 empty] | MoH | Muranga District Hospital | Current
| Vihiga | Mulele Dispensary | [7 empty] | MoH | Muranga District Hospital | Current
| Vihiga | Munoywa Dispensary | [7 empty] | MoH | Muranga District Hospital | Current
| Vihiga | Nadanya Dispensary | [7 empty] | MoH | Muranga District Hospital | Current
| Vihiga | Sabatia Health Centre | [7 empty] | MoH | Muranga District Hospital | Current
| Vihiga | Vihiga Health Centre | [7 empty] | MoH | Muranga District Hospital | Current
| Emuhaya | Coptic Nursing and Maternity Home | [7 empty] | MoH | Muranga District Hospital | Current
| Emuhaya | Ekwanda Health Centre | [7 empty] | MoH | Muranga District Hospital | Current
Western | Samia | Sio Port Distirct Hospital | [7 empty] | MoH | Muranga District Hospital | Current
Coast | Taveta | Taveta District Hospital | [7 empty] | MoH | Muranga District Hospital | Current
Note on C948: Judi: Earmarked for placement of Facs Count but low CD4 volumes. Site not eligible for placement
Note on C980: user: Earmarked for Facs Count. Volumes too low. Review 6M

## COAST MAPPING
HIV Laboratory Mapping Matrix
County | District | Central site | Referral sites |  | Distance* (KM) | Type | Total Patient on Treatment | Total Patients on Care | Total Patient Load | EQUIPMENTS (PLACED AND PROPOSED) | [9 empty] | Hematology (FBC) equipment |  |  |  |  | Existing clinical chemistry equipment | [6 empty] | Placements
|  |  |  | Site Code | [5 empty] | CD4 Equipment | CD4 Proposed placement | Hematology (FBC) Equipment | Hematology proposed placement | Chemistry Equipment | Chemistry proposed placement | BD Facs Calibur | BD Facs Count | Partech Cyflow | Proposed Placement | Nihon Kodhen Celltac F |  | Beckman Coulter Ac·T |  | Sysmex | Eurolyser | Bio-system |  | Metrolab | Humalyzer | Humastar 180 | Jr | Summary of assessment if applicable and other comments | Status of placement if applicable (D=Delivered; I= Installed; T=Trained)
[9 empty] | Patient Load | [10 empty] | 6400 | 8222 | Diff II | CP 5 |  |  | BTS 330/370 | BTS 310/305 |  | 2000/3000 |  |  |  | D | I | T
9014
Coast | Mombasa | Coast Provincial General Hospital | 13 |  |  | MoH |  |  |  | BD Facs Calibur |  | NK Celltac F 6400 |  | Eurolyser |  | X | X |  |  | X | X | X |  | X | X | [10 empty] | CD4 Equipment | Hematology Equipment | Chemistry Equipment
[9 empty] | 6673 |  |  | NK Celltac F 8222
Beckman Coulter Ac·T Diff II
| Kilifi |  | Mtwapa Dispensary |  | 25.3 | MoH |  |  | 333
| Mombasa |  | GK Prison Health Center (Shimo Main) |  | 19 | MoH |  |  | 264
| Mombasa |  | Mtongwe Dispensary |  | Ferry/132 | MoH |  |  | 204 | [26 empty] | BD Facs Calibur | NK Celltac F 6400 | BTS 330/370
| Mombasa |  | Tudor Health Centre |  | 5.4 | MoH |  |  | 1116 | [26 empty] | BD Facs Count | NK Celltac F 8222 | BTS 310/305
| Kaloleni |  | Mariakani District Hospital |  | 39.5 | MoH |  |  | 424 | [10 empty] | X | [15 empty] | Partec Cyflow | Beckman Coulter Ac·T Diff II | Metrolab
| Kaloleni |  | Challani Dispensary |  |  | MoH | [29 empty] | PIMA | Beckman Coulter Ac·T CP5 | Humalyzer 2000/3000
| Kaloleni |  | Jibana Sub District Hospital |  |  | MoH | [29 empty] | - | Sysmex | Humastar 180
| Kaloleni |  | Kambe Dispensary |  |  | MoH | [30 empty] | - | Jr
| Kaloleni |  | Makanzani Dispensary |  |  | MoH | [31 empty] | Eurolyser
| Kaloleni |  | Rabai Health Centre |  | 25.7 | MoH
| Kaloleni |  | Shangia Dispensary |  |  | MoH
| Kaloleni |  | Tsangatsini Health Cente |  | 55.5 | MoH
| Kaloleni |  | Vishakani Dispensary |  |  | MoH
[16 empty] | 1 | 1 | 0 | 0 | 2 | 1 | 1 | 0 | 1 | 1 | 0 | 0 | 0 | 0 | 0 | 0
#NAME?
| Kilifi | Kilifi District Hospital | 7 |  |  | MoH |  |  | 1558 | BD Facs Count |  | Beckman Coulter Ac·T Diff II
| Kilifi |  | Bamba Health Centre |  | 56.7 | MoH |  |  | 127 | [7 empty] | X |  |  |  |  | X
| Kilifi |  | Bomani Dispensary |  |  | MoH
| Kilifi |  | Chasimba Dispensary |  | 36.9 | MoH |  |  | 6
| Kilifi |  | Ganze Dispensary |  |  | MoH
| Kilifi |  | Matsangoni Dispensary |  | 29.3 | MoH |  |  | 17
| Kilifi |  | Vipingo Health Centre |  | 24.2 | MoH |  |  | 245
| Kilifi |  | Vitengeni Dispensary |  | 89.2 | MoH |  |  | 79
3297
Coast | Kilindini | Port Reitz District Hospital | 6 |  |  | MoH |  |  | 1797 | BD Facs Count |  | NK Celltac F 6400
[16 empty] | 0 | 1 | 0 | 0 | 0 | 0 | 1 | 0 | 0 | 0 | 0 | 0 | 0 | 0 | 0 | 0
| Kilindini |  | CDC Ganjoni Dispensary |  | 3.7 | LA |  |  | 119 | [7 empty] | X |  |  | X
| Kilindini |  | Chaani (MCM) Dispensary |  |  | MoH
| Kilindini |  | Kenya Ports Authority |  |  | PAR |  |  | 114 | Partec Cyflow
| Kilindini |  | Likoni Sub District Hospital |  |  | MoH |  |  | 1070
| Kilindini |  | Magongo Health Centre |  |  | MoH |  |  | 197
| Kilindini |  | Mikindani Catholic Dispensary |  |  | FBO |  |  |  | BD Facs Count
1108
| Kwale | Kwale District Hospital |  |  |  | MoH |  |  | 470 | BD Facs Count |  | NK Celltac F 6400 |  | Jr | [16 empty] | X
Coast | [15 empty] | 0 | 1 | 0 | 0 | 1 | 0 | 0 | 0 | 0 | 0 | 0 | 0 | 0 | 0 | 0 | 1
| Kwale |  | Kibuyuni Dispensary |  |  | MoH | [11 empty] | X | Count | X | [10 empty] | X | CD4 volumes approximate 80 per month. Site is central hub for Kinango and Msambweni. Earmarked for Fascount | √ | √ | √
| Kwale |  | Kizibe Dispensary |  |  | MoH
| Kwale |  | Lukore Dispensary |  |  | MoH
| Kwale |  | Magodzoni Dispensary |  | 13.4 | MoH
| Kwale |  | Mazumalume Dispensary |  |  | MoH
| Kwale |  | Mkongani Dispensary |  |  | MoH
| Kwale |  | Mwapala Dispensary |  |  | MoH
| Kwale |  | Ng'ombeni Dispensary |  |  | MoH
| Kwale |  | Shimba Hills Health Centre |  | 75.3 | MoH |  |  | 20
| Kwale |  | Tiwi RHTC |  |  | MoH
| Kinango |  | Kinango District Hospital |  | 26.1 | MoH |  |  | 506
| Kinango |  | Lutsangani Dispensary |  |  | MoH | [22 empty] | X
| Kinango |  | Mazeras Dispensary |  |  | MoH |  |  | 38
| Kinango |  | Samburu Health Centre |  |  | MoH |  |  | 74
| Kinango |  | Taru Dispensary |  | 26.9 | MoH
3533
|  | Malindi District Hospital | 19 |  |  | MoH |  |  | 2395 | BD Facs Calibur |  | NK Celltac F 6400 |  | Eurolyser
[14 empty] | BTS 330/370 |  | 0 | 0 | 1 | 1 | 1 | 0 | 0 | 0 | 0 | 0 | 0 | 0 | 0 | 1 | 0 | 1
| Malindi |  | Adu Dispensary |  | 50 | MoH |  |  | 22 | [7 empty] | X |  | Calibur | X |  |  |  |  | X | X | [5 empty] | Receive Facs Cali bur to serve as second high volume site in Coast province | √ | √ | √
| Malindi |  | Garashi Dispensary |  | 30 | MoH |  |  | 8
| Malindi |  | Gede Health Centre |  | 11.6 | MoH |  |  | 259
| Malindi |  | Gongoni Health Centre |  | 23.1 | MoH |  |  | 157
| Malindi |  | Malanga (AIC) Dispensary |  |  | FBO |  |  | 54
| Malindi |  | Mambrui Dispensary |  | 15.4 | MoH |  |  | 10
| Malindi |  | Marafa Health Centre |  |  | MoH
| Malindi |  | Marereni Dispensary |  | 43 | MoH |  |  | 36
| Tana Delta |  | Garsen Health Centre |  | 111 | MoH |  |  | 65
| Tana Delta |  | Kipini Health Centre |  |  | MoH
| Tana Delta |  | Mnazini Dispensary |  |  | MoH
| Tana Delta |  | Ngao District Hospital |  |  | MoH
| Tana Delta |  | Oda Dispensary |  |  | MoH
| Tana River |  | Bura Health Centre |  |  | MoH
| Tana River |  | Madogo Health Centre |  |  | MoH
| Lamu |  | Lamu District Hospital |  | >250 | MoH |  |  | 343 |  |  | NK Celltac F 6400 |  | BTS 330/370
| Lamu |  | Mokowe Health Centre |  | 214 | MoH |  |  | 5 | [10 empty] | X | [5 empty] | X
| Lamu |  | Mpeketoni Sub Ditrict Hospital |  |  | MoH |  |  | 179
| Lamu |  | Witu Health Centre |  |  | MoH
[16 empty] | 0 | 1 | 0 | 1 | 2 | 0 | 0 | 0 | 0 | 1 | 2 | 0 | 0 | 0 | 0 | 0
[16 empty] | X | X
| Mombasa | Mewa Hospital | 5 |  |  | FBO |  |  | 1093
[9 empty] | 225 | BD Facs Count |  |  |  | Jr |  | 1 | 1 | 0 | 0 | 0 | 0 | 0 | 0 | 0 | 0 | 0 | 0 | 0 | 0 | 0 | 0
Coast | Kaloleni |  | Giriama Dispensary |  |  | FBO | [10 empty] | X | [13 empty] | X
| Kilindini |  | Likoni Catholic Medical Clinic |  |  | FBO |  |  | 421
| Kaloleni |  | St. Lukes Hospital |  |  | FBO |  |  | 569
|  |  | St Lukes Hospi(JIBANA) |  |  | FBO |  |  | 69
|  |  | St Lukes Hospi(MAKANZANI) |  |  | FBO |  |  | 34
| Kilindini | Bomu Medical Centre | 10 |  |  | PRI |  |  | 15822 | BD Facs Calibur
[9 empty] | 13918 | [6 empty] | 0 | 1 | 0 | 0 | 0 | 0 | 0 | 0 | 0 | 0 | 0 | 0 | 0 | 0 | 0 | 1
| Msambweni |  | Msambweni District Hospital |  |  | MoH |  |  | 1392 | [9 empty] | X | [12 empty] | Facs count to be withdrawn from main BOMU. To serve surrounding MoH facilities around the area
| Msambweni |  | Diani Dispensary |  | 45.1 | MoH |  |  | 236
| Msambweni |  | Kikoneni Health Centre |  | 20.3 | MoH |  |  | 68
| Msambweni |  | Lunga Lunga Dispensary |  |  | MoH |  |  | 208
| Msambweni |  | Majoreni Dispensary |  |  | MoH
| Msambweni |  | Mamba Dispensary (MSAMBWENI) |  |  | MoH
| Msambweni |  | Mbuwani Dispensary |  |  | MoH
| Msambweni |  | Msambweni District Hospital |  |  | MoH
| Msambweni |  | Muhaka Dispensary |  |  | MoH
| Msambweni |  | Vanga Health Centre |  |  | MoH
1271
| Taita | Moi Voi District Hosiptal | 10 |  |  | MoH |  |  | 1271 |  |  | Sysmex |  | Eurolyser
[9 empty] | 864 | Partec Cyflow |  | NK Celltac F 6400 |  | BTS 330/370 |  | 0 | 0 | 0 | 1 | 0 | 0 | 0 | 0 | 0 | 0 | 0 | 0 | 0 | 0 | 0 | 0
Coast | Taita |  | Kasigau RDCH |  |  | MoH |  |  | 9 | [8 empty] | X |  | X |  |  |  | X | X | X | [5 empty] | Wesu DH was earmarked for Facs Count. Distance, volumes and accessibility to site are hindering factors.
| Taita |  | Mpinzinyi Health Centre |  |  | MoH
| Taita |  | Mwatate Sub-District Hospital |  |  | MoH |  |  | 315
| Taita |  | Sagala Health Centre |  |  | MoH |  |  | 83
| Taita |  | St Joseph's Shelter Of Hope |  |  | FBO |  |  |  | BD Facs Count
| Taita |  | Tausa Health Centre |  |  | MoH
| Taita |  | Wesu District Hospital |  | 40 | MoH | [5 empty] | NK Celltac F 6400 |  | BTS 330/370
| Taita |  | Mbale Health Centre |  |  | MoH | [13 empty] | X | [5 empty] | X
| Taita |  | Nyache Health Centre |  |  | MoH
| Taita |  | Wundanyi Health Centre |  | 40 | MoH
[16 empty] | 0 | 0 | 1 | 0 | 2 | 0 | 0 | 0 | 1 | 1 | 2 | 0 | 0 | 0 | 0 | 0
Coast | Taveta |  | Taveta District Hospital |  |  | MoH |  |  | 270 | [9 empty] | Count | X | [5 empty] | X | [5 empty] | CD4 volumes =200. Eligible for Facscount
TOTALS |  |  | 0 | [5 empty] | 407 | [6 empty] | 1 | 1 | 2 | 2 | 4 | 1 | 1 | 1 | 2 | 2 | 4 | 1 | 1 | 1 | 1 | 1
Note on R68: Judi Lusike; Count to be withdrawn and placed in Hola to Taveta
Note on D83: user: Earmarked for Facs Count. Volumes too low. Review 6M
Note on T101: Judi Lusike: Count withdrawn from Main Bomu site in Changamwe
Note on D121: Judi Lusike: Not eligible for Facs Count due to distance and volumes.
Note on D124: Judi Lusike: To re-assess site for placement of Facs Count machine

## EASTERN MAPPING
County | District | Site Code | Central site | Referral sites | Site Code | Distance* (KM) | Type | Patients on Treatment | Patients on Care | Total patient load | EQUIPMENTS (PLACED AND PROPOSED)
[11 empty] | CD4 Equipment | CD4 Proposed placement | Hematology (FBC) Equipment | Hematology proposed placement | Chemistry Equipment | Chemistry proposed placement
[10 empty] | 11231 |  |  | NK Celltac F 6400
| Embu | 12004 | Embu Provincial General Hospital | 15 |  |  | MoH | 1678 | 3960 | 2041 | BD Facs Calibur |  | Beckman Coulter Ac·T Diff II
[11 empty] | BD Facs Count | BD Facs Calibur | NK Celltac F 6400 |  | Eurolyser
| Embu |  |  | Gikuuri Dispensary (CDF) |  |  | FBO |  |  | 0
| Embu |  |  | Karau Health Centre (Manyatta) |  | 18.8 | MoH | 76 | 150 | 226
| Embu |  |  | Karurumo Rural Health Training Centre |  | 31.3 | MoH | 602 | 458 | 1060
| Embu |  |  | Kasafari Dispensary (CDF) |  |  | MoH
| Embu |  |  | Kathari Dispensary (CDF) |  |  | MoH
| Embu |  |  | Kianjokoma sub District Hospital |  | 19.3 | MoH | 262 | 509 | 771
| Embu |  |  | Kibugu Health Centre |  | 12.2 | MoH | 136 | 291 | 427
| Embu |  |  | Liverpool VCT Embu |  | 1.3 | NGO |  |  | 94
| Embu |  |  | Nembure Health Centre |  | 13.5 | MoH | 170 | 500 | 670
| Embu |  |  | Nyagari Dispensary (CDF) |  |  | MoH
| Embu |  |  | Runyenjes District Hospital |  | 24 | MoH | 581 | 1194 | 1775
| Mbeere |  |  | Mbeere District Hopsital |  | 35.6 | MoH | 389 | 1085 | 1474 |  |  | NK Celltac F 6400 |  | BTS 330/370
| Mbeere |  |  | Ishiara Sub-District Hospital |  |  | MoH | 480 | 871 | 1351 |  |  | NK Celltac F 6400 |  | BTS 330/370
| Mbeere |  |  | Kiamuringa Dispensary |  |  | MoH | 22 | 43 | 65
| Mbeere |  |  | Kiritiri Health Centre |  | 30.3 | MoH | 508 | 769 | 1277
| Igembe |  | Maua Methodist Mission Hospital | 0 |  |  | FBO |  |  | 1441 |  |  |  |  | Humalyzer 2000/3000
[8 empty] | 1965 | 3085 | 1441 | BD Facs Count |  |  |  | Metrolab
[13 empty] | NK Celltac F 6400 |  | BTS 330/370
| Imenti South |  | Consolata Nkubu Hospital- Dream Kyeni | 8 | [5 empty] | 7621
[7 empty] | FBO | 1556 | 2050 | 3606 | Partec Cyflow |  |  |  | Humalyzer 2000/3000
| Embu |  |  | Consolata Hospital Kyeni |  |  | FBO | 631 | 910 | 1541
| Embu |  |  | Community of St.Egidio - VCT Kyeni |  |  | FBO |  |  | 212
| Imenti Central |  |  | Cottolengo Mission Hospital |  |  | FBO | 363 | 762 | 1125
| Imenti Central |  |  | Kirigara (MCK) Dispensary |  |  | FBO
| Imenti Central |  |  | Nkuene (ACK) Dispensary |  |  | FBO
| Imenti Central |  |  | Ruiga (MCK) Dispensary |  |  | FBO
| Imenti North |  |  | St. Therese Kiirua Mission Hospital |  |  | FBO | 374 | 744 | 1118
| Tigania |  |  | Tigania Mission Hospital |  | 30.8 | FBO |  |  | 19
| Meru Central |  | Meru Central District Hospital | 13 | [5 empty] | 21432 |  |  | Sysmex |  | Eurolyser
[7 empty] | MoH | 3373 | 5995 | 9368 | BD Facs Calibur |  | NK Celltac F 8222 |  | BTS 310/305
Eastern | Meru South |  |  | Family Health Options |  | 16 | MoH |  |  | 19
| Meru South |  |  | Meru GK Dispensary |  | 1.7 | MoH | 81 | 276 | 357
| Igembe |  |  | Nyambene District Hospital |  |  | MoH | 1039 | 3321 | 4360 | BD Facs Count |  | NK Celltac F 6400 |  | BTS 330/370
| Imenti Central |  |  | Githongo District Hospital |  | 12.3 | MoH | 235 | 493 | 728 |  |  | Sysmex |  | BTS 310/305
| Imenti Central |  |  | Njuthine Dispensary |  |  | MoH
| Imenti North |  |  | Giaki Health Centre |  | 20.8 | MoH | 137 | 236 | 373
| Imenti North |  |  | Ruiri Rural Health Demonstration Centre |  | 13.1 | MoH | 65 | 157 | 222
| Imenti North |  |  | Timau Sub- District Hospital |  | 52.3 | MoH | 206 | 378 | 584
| Imenti South |  |  | Kanyakine District Hospital |  | 23.3 | MoH | 452 | 1378 | 1830
| Imenti South |  |  | Mikumbune SDH |  | 21.7 | MoH | 229 | 739 | 968
| Maara |  |  | Magutuni District Hospital |  |  | MoH | 142 | 312 | 454
| Maara |  |  | Muthambi Health Centre |  |  | MoH | 168 | 479 | 647
| Tigania |  |  | Miathene District Hospital |  | 26.2 | MoH | 490 | 1032 | 1522
| Isiolo |  | Isiolo District Hospital | 7 | [5 empty] | 4471
Eastern | [6 empty] | MoH | 774 | 3559 | 4333 | BD Facs Count |  | NK Celltac F 6400 |  | BTS 330/370
| Garbatula |  |  | Badana Dispensary |  |  | MoH
| Garbatula |  |  | Garbatulla District Hospital |  | 113 | MoH | 23 | 9 | 32
| Garbatula |  |  | Kinna Health Centre |  |  | MoH
| Garbatula |  |  | Muchuro Dispensary |  |  | MoH
| Garbatula |  |  | Sericho Health Centre |  |  | MoH | 2 | 13 | 15
| Isiolo |  |  | Merti Health Centre |  |  | MoH | 32 | 59 | 91
| Isiolo |  |  | Isiolo Samburu Complex |  | 37.3 | MoH
| Kangundo |  | Kangundo District Hospital | 13 |  |  | MoH |  |  | 11602
Eastern | [7 empty] | 1901 | 3780 | 5681 | BD Facs Count |  | NK Celltac F 6400 |  | BTS 330/370
| Kangundo |  |  | Donyo Sabuk Health Center |  | 36.1 | MoH | 105 | 249 | 354
| Kangundo |  |  | Kakuyuni Health Centre |  |  | MoH
| Kangundo |  |  | Kituluni Dispensary |  |  | MoH
| Kangundo |  |  | Matungulu Health Center |  | 10.2 | MoH | 147 | 228 | 375
| Kangundo |  |  | Mukunike Dispensary |  |  | MoH | 4 | 3 | 7
| Kangundo |  |  | Nguluni Health Center |  | 10.2 | MoH | 211 | 402 | 613
| Mwala |  |  | Mwala District Hospital |  | 20 | MoH | 454 | 969 | 1423 |  | PIMA | NK Celltac F 6400
| Mwala |  |  | Ikalaasa Dispensary |  |  | MoH
| Mwala |  |  | Kilembwa Dispensary |  |  | MoH
| Mwala |  |  | Masii Health Center |  |  | MoH | 716 | 1416 | 2132
| Mwala |  |  | Mathima Dispensary |  | 30.2 | MoH | 83 | 125 | 208
| Mwala |  |  | Muthetheni Health Center |  |  | MoH | 283 | 526 | 809
| Mwala |  |  | Yathui Dispensary |  |  | MoH
| Kitui |  | Kitui District Hospital | 14 |  |  | MoH |  |  | 18799 |  |  | Sysmex
Eastern | [7 empty] | 3683 | 6706 | 10389 | BD Facs Count |  | NK Celltac F 6400 |  | BTS 330/370
| Kitui |  |  | Kanyangi Sub-District Hospital |  | 70.1 | MoH | 6 | 3 | 9
| Kitui |  |  | Kauwi Sub District Hospital |  | 25.9 | MoH | 583 | 1153 | 1736
| Kitui |  |  | Kwa Mulungu Dispensary |  |  | MoH | 2 | 9 | 11
| Kitui |  |  | Kwa vonza Dispensary |  | 26.9 | MoH | 120 | 244 | 364
| Kitui |  |  | Mbitini Health Centre |  | 44.8 | MoH | 360 | 636 | 996 |  | PIMA
| Kitui |  |  | Muthale Mission Hospital |  |  | FBO | 400 | 620 | 1020
| Kitui |  |  | Mutitu Sub District Hospital |  |  | MoH | 287 | 576 | 863 |  | PIMA
| Kitui |  |  | Tiva Dispensary |  |  | MoH | 1 | 2 | 3
| Kitui |  |  | Yatta Health Centre |  | 29.2 | MoH | 2 | 2 | 4
| Mutomo |  |  | Ikanga Sub District Hospital |  |  | MoH | 328 | 633 | 961
| Mutomo |  |  | Ikutha Health Centre |  |  | MoH | 244 | 499 | 743
| Yatta |  |  | Matuu Sub District Hospital |  | 66.4 | MoH | 88 | 126 | 214 | Partec Cyflow
| Yatta |  |  | Katangi Health Center |  | 45.3 | MoH | 338 | 527 | 865
| Yatta |  |  | Masinga Health Centre |  |  | MoH | 282 | 339 | 621 |  | PIMA
| Kibwezi |  | Makindu District Hospital | 4 |  |  | MoH |  |  | 11142
Eastern | [7 empty] | 2383 | 4524 | 6907 | BD Facs Count |  | NK Celltac F 6400
| Kibwezi |  |  | Kaiani (ABC) Dispensary |  |  | MoH
| Kibwezi |  |  | Kibwezi Sub District Hospital |  | 24.1 | MoH | 215 | 1942 | 2157 |  | PIMA
| Kibwezi |  |  | Mtito Andei Health Center |  | 61.1 | MoH | 726 | 1352 | 2078 |  | PIMA
| Kibwezi |  |  | Nzoila Dispensary |  |  | MoH
| Maara |  | Chogoria (PCEA) Hospital | 5 |  |  | FBO |  |  | 2690 |  |  |  |  | Jr
Eastern | [8 empty] | 59 | 1509 | BD Facs Count |  |  |  | Humalyzer 2000/3000
|  |  |  | PCEA Chogoria H(KIANGONDU) |  |  | FBO |  |  | 29
|  |  |  | PCEA Chogoria H(KIROGINE) |  |  | FBO |  |  | 20
|  |  |  | PCEA Chogoria H(ST. ANNS) |  |  | FBO |  |  | 31
| Maara |  |  | Magutuni District Hospital |  |  | MoH | 142 | 312 | 454
| Maara |  |  | Muthambi Health Centre |  |  | MoH | 168 | 479 | 647
|  |  | Machakos Level 5 Hospital | 18 |  |  | MoH |  |  | 15444 |  |  | Beckman Coulter Ac·T CP5
Eastern | Machakos | [6 empty] | 6012 | 2846 | 8858 | BD Facs Calibur |  | NK Celltac F 8222 |  | Metrolab
| Machakos |  |  | Athi River Health Centre |  |  | MoH | 762 | 606 | 1368 |  | PIMA
| Machakos |  |  | Kathiani District Hospital |  | 27.5 | MoH | 779 | 557 | 1336 |  |  | NK Celltac F 6400 |  | BTS 310/305
| Machakos |  |  | Kaviani Health Center |  | 9.8 | MoH | 162 | 135 | 297 |  | PIMA
| Machakos |  |  | Mitaboni Health Center |  | 16.5 | MoH | 266 | 270 | 536
| Machakos |  |  | Mutitu Dispensary |  | 8.4 | MoH | 78 | 108 | 186
| Machakos |  |  | Thinu Health Center |  | 15.2 | MoH | 12 | 30 | 42
| Mbooni |  |  | Kisau Health Center |  | 28 | MoH | 334 | 267 | 601
| Mbooni |  |  | Mbooni Sub District Hospital |  | 40.4 | MoH | 505 | 498 | 1003
| Mbooni |  |  | Tawa Sub-District Hospital |  | 32.1 | MoH | 337 | 287 | 624 | Partec Cyflow
| Nzaui |  |  | Kavuthu Health Centre |  |  | MoH
| Nzaui |  |  | Kikumini Health Centre |  |  | MoH
| Nzaui |  |  | Masumba Dispensary |  |  | MoH
| Nzaui |  |  | Matiliiku District Hospital |  | 39.1 | MoH | 240 | 281 | 521 |  | PIMA
| Nzaui |  |  | Mbenuu Health Centre |  |  | MoH | 8 | 8 | 16
| Nzaui |  |  | Mutiluni Dispensary |  |  | MoH
| Nzaui |  |  | Mutyambua Dispensary |  |  | MoH
| Nzaui |  |  | Mwanyani Dispensary |  |  | MoH
| Nzaui |  |  | Sultan Hamud Health Centre |  |  | MoH |  |  | 56
|  |  | Makueni District Hospital | 4 |  |  | MoH |  |  | 3918
Eastern | Makueni | [8 empty] | 3781 | Partec Cyflow |  | NK Celltac F 6400
| Makueni |  |  | Kathonzweni Health Center |  | 21.9 | MoH |  |  | 64
| Makueni |  |  | Kilungu Sub-District Hospital |  |  | MoH
| Makueni |  |  | Kitise Health Centre |  |  | MoH |  |  | 73
| Makueni |  |  | Mukuyuni Health Centre |  |  | MoH
| Makueni |  | Kathozweni Catholic Dispensary | 3 |  |  | FBO |  |  |  | Partec Cyflow
| Nzaui |  |  | Kalamba (AIC) Dispensary |  |  | FBO
| Nzaui |  |  | Kasikeu Catholic Dispensary |  |  | FBO
| Nzaui |  |  | Mukaa (AIC) Dispensary |  |  | FBO
| Makueni |  | Kiboko Mission Hospital | 0 |  |  | FBO |  |  | 675 | BD Facs Count |  | NK Celltac F 6400
| Marsabit |  | Tumaini Health Centre | 9 |  |  | FBO |  |  | 392
[10 empty] | 168 | BD Facs Count
Eastern | Marsabit |  |  | Marsabit District Hospital |  |  | MoH |  |  | 149 |  |  | NK Celltac F 6400 |  | BTS 330/370
| Marsabit |  |  | Loiyangalani MH |  |  | FBO |  |  | 22
| Marsabit |  |  | Tumaini Medical Clinic |  |  | FBO
| Laisamis |  |  | Gatab Health Centre |  | 260 | MoH |  |  | 15
| Laisamis |  |  | Laisamis Mission Hospital |  | 97 | FBO |  |  | 16
| Laisamis |  |  | Loiyangalani MH |  | 253 | FBO |  |  | 22
| Chalbi |  |  | Bubisa Dispensary |  | 40.4 | MoH
| Chalbi |  |  | Maikona Dispensary |  |  | FBO
| Chalbi |  |  | North Horr Health Center |  | 181 | FBO
| Meru South |  | Chuka District Hospital | 4 |  |  | MoH |  |  | 946 |  |  | Sysmex
[10 empty] | 871 | BD Facs Count |  | NK Celltac F 6400 |  | BTS 330/370
| Meru South |  |  | Consolata Mission Chuka |  |  | FBO | [7 empty] | Humalyzer 2000/3000
| Meru South |  |  | Kajuki Dispensary |  |  | MoH
| Meru South |  |  | Kibugua |  | 7.8 | MoH |  |  | 42
| Meru South |  |  | Mpukoni Health Centre |  | 8.8 | MoH |  |  | 33
| Moyale |  | Moyale District Hospital |  |  |  | MoH |  |  | 161 | BD Facs Count |  |  |  | BTS 330/370
|  |  |  | Sololo Mission Hospital | [5 empty] | 57
| Mutomo |  | Mutomo Mission Hospital | 7 | [5 empty] | 1250
[10 empty] | 901 | BD Facs Count |  |  |  | Humalyzer 2000/3000
Eastern |  |  |  | Mutomo(Athi) |  |  | FBO |  |  | 51
|  |  |  | Mutomo(Kamutei) |  |  | FBO |  |  | 24
|  |  |  | Mutomo(Kanziko) |  |  | FBO |  |  | 23
|  |  |  | Mutomo(Mathima) |  |  | FBO |  |  | 27
|  |  |  | Mutomo(Mutha) |  |  | FBO |  |  | 31
| Mutomo |  |  | Ikanga Sub District Hospital |  |  | MoH |  |  | 145
| Mutomo |  |  | Ikutha Health Centre |  |  | MoH |  |  | 48
3354
| Mwingi |  | Mwingi District Hospital | 17 |  |  | MoH |  |  | 2997 | BD Facs Count |  | NK Celltac F 6400 |  | BTS 310/305
Eastern | Kyuso |  |  | Kalatine Dispensary |  |  | MoH
| Kyuso |  |  | Kandwia Dispensary |  |  | MoH
| Kyuso |  |  | Katse Health Centre |  |  | MoH
| Kyuso |  |  | Kyuso District Hospital |  | 60.2 | MoH |  |  | 106 |  | PIMA
| Kyuso |  |  | Mukonga Dispensary |  |  | MoH
| Kyuso |  |  | Ngaie Dispensary |  |  | MoH
| Kyuso |  |  | Ngomeni Health Centre |  |  | MoH
| Kyuso |  |  | Ngongoni Dispensary (Kyuso) |  |  | MoH
| Kyuso |  |  | Tei Wa Yesu Health Centre |  |  | FBO
| Mwingi |  |  | Itheng'eli Dispensary |  |  | MoH
| Mwingi |  |  | Ithonzweni Dispensary |  |  | MoH
| Mwingi |  |  | Kalanga Dispensary |  |  | MoH
| Mwingi |  |  | Kiomo Dispensary |  |  | MoH
| Mwingi |  |  | Mathuki Health Center |  | 41.5 | MoH |  |  | 48
| Mwingi |  |  | Migwani Sub District Hospital |  | 32.9 | MoH |  |  | 119
| Mwingi |  |  | Nuu Health Center |  | 58.6 | MoH |  |  | 65
| Mwingi |  |  | Tseikuru Sub District Hospital |  | 92.8 | MoH |  |  | 19
| Tharaka |  | St Orslo Mission Hospital- Dream Materi | 3 | [5 empty] | 1404
[7 empty] | FBO |  |  | 1336 | BD Facs Count |  |  |  | Humalyzer 2000/3000
Eastern | Tharaka |  |  | Gakurungu Dispensary |  |  | MoH
| Tharaka |  |  | Kamaguna Dispensary |  |  | MoH
| Tharaka |  |  | Tharaka Primary Hospital |  |  | MoH |  |  | 68
TOTALS

## NAIROBI MAPPING
HIV Laboratory Mapping Matrix
County | District | Central site | Referral sites | Site Code | Distance* (KM) | Type |  |  | Total patient load | EQUIPMENTS (PLACED AND PROPOSED) | [9 empty] | Hematology (FBC) equipment |  |  |  |  | Existing clinical chemistry equipment | [6 empty] | Placements
[7 empty] | Total Patients on Treament | Total Patients on Care |  | CD4 Equipment | CD4 Proposed placement | Hematology (FBC) Equipment | Hematology proposed placement | Chemistry Equipment | Chemistry proposed placement | BD Facs Calibur | BD Facs Count | Partech Cyflow | Proposed Placement | Nihon Kodhen Celltac F |  | Beckman Coulter Ac·T |  | Sysmex | Eurolyser | Bio-system |  | Metrolab | Humalyzer | Humastar 180 | Jr | Summary of assessment if applicable and other comments | Status of placement if applicable (D=Delivered; I= Installed; T=Trained)
[20 empty] | 6400 | 8222 | Diff II | CP 5 |  |  | BTS 330/370 | BTS 310/305 |  | 2000/3000 |  |  |  | D | I | T
14794
Nairobi | Nairobi East | Eastern Deanary Program | 8 |  |  | FBO |  |  | 14794 | BD Facs Calibur
| Embakasi |  | Dandora (EDARP) Clinic |  |  | FBO | [9 empty] | X
| Embakasi |  | Soweto (EDARP) Clinic |  |  | FBO
| Kasarani |  | Babadogo (EDARP) |  |  | FBO
| Nairobi North |  | EDARP Kariobangi |  |  | FBO
| Starehe |  | Huruma (EDARP) |  |  | FBO
| Nairobi West |  | EDARP Kibera |  |  | FBO
| Starehe |  | Mathare 3A (EDARP) |  |  | FBO
| Kamukunji |  | St Joseph (EDARP) Clinic |  |  | FBO
| Nairobi East-Embakasi | Lunga Lunga Health Centre | 13 | [5 empty] | 3629
[6 empty] | LA |  |  | 152 | BD Facs Count | [5 empty] | 1 | 0 | 0 | 0 | 0 | 0 | 0 | 0 | 0 | 0 | 0 | 0 | 0 | 0 | 0 | 0
| Embakasi |  | Dandora I Health Centre |  | 10.3 | LA |  |  | 215 | [7 empty] | X | [14 empty] | Hematology analyzer to be placed by 19th April
| Embakasi |  | Dandora II Health Centre |  | 11.3 | LA |  |  | 715
| Embakasi |  | Donholm Clinic |  | 4.3 | LA |  |  | 593
| Embakasi |  | Embakasi Health Centre |  | 10 | LA |  |  | 50
| Embakasi |  | Kayole II Sub-District Hospital |  | 8.5 | LA |  |  | 848
| Embakasi |  | Kayole I Health Centre |  |  | LA
| Embakasi |  | Coni Medical Centre |  |  | LA
| Embakasi |  | Diwopa Medical Centre |  |  | LA
| Makadara |  | Mukuru Rueben |  |  | LA |  |  | 230
| Makadara |  | Jericho Health Centre |  | 5.8 | LA |  |  | 106
| Makadara |  | Umoja Health Centre |  |  | LA
| Makadara |  | Makadara Health Centre |  | 5.3 | MoH |  |  | 514
| Makadara |  | Remand Dispensary |  | 13.1 | PRS |  |  | 206
2010
| Nairobi East- Makadara | Mater Hospital | 9 |  |  | FBO |  |  | 979 | Partec Cyflow | [5 empty] | 0 | 1 | 0 | 0 | 0 | 0 | 0 | 0 | 0 | 0 | 0 | 0 | 0 | 0 | 0 | 0
| Embakasi |  | Brother Andre Clinic |  |  | FBO | [11 empty] | X
| Embakasi |  | Kayole Soweto Clinic |  | 9.1 | FBO |  |  | 427
| Embakasi |  | Mukuru MMM Clinic |  | 2.6 | FBO |  |  | 110
| Embakasi |  | Ruai Catholic Clinic |  |  | FBO
| Embakasi |  | Ruai Catholic Clinic |  | 18.9 | FBO |  |  | 302
| Embakasi |  | Ruben Centre Clinic |  | 4.7 | FBO |  |  | 144
| Makadara |  | St Lukes Kaloleni |  |  | FBO
| Makadara |  | Cana Family Clinic |  |  | FBO | [13 empty] | X | [5 empty] | X |  | X
| Makadara |  | Mater(Makadara) |  |  | FBO |  |  | 48
5143
| Nairobi North- Pumwani | Pumwani Maternity Hospital | 13 |  |  | MoH |  |  | 2768 | Partec Cyflow |  |  |  | Humalyzer 2000/3000 |  | 0 | 0 | 1 | 0 | 1 | 0 | 0 | 0 | 0 | 0 | 1 | 0 | 1 | 0 | 0 | 0
| Bahati |  | Mary Immaculate Sisters Dispensary |  |  | FBO | [11 empty] | X | [10 empty] | X
| Eastleigh North |  | St Teresa's Dispensary |  |  | FBO
| Eastleigh North |  | St Vincent Dispensary |  | 1 | FBO |  |  | 960
| Eastleign South |  | Biafra Dispensary |  |  | LA
| Kamukunji |  | Shauri Moyo Baptist VCT Centre |  |  | FBO
| Pumwani |  | Bahati Health Centre |  | 3.7 | LA |  |  | 88
| Pumwani |  | Eastleigh Health Centre |  |  | LA
| Pumwani |  | Jerusalem Clinic |  |  | LA
| Pumwani |  | Muthurwa Clinic |  |  | LA
| Pumwani |  | Pumwani Clinic |  | 0.5 | LA |  |  | 170
| Pumwani |  | Pumwani Majengo Dispensary |  | 1.1 | LA |  |  | 310
| Pumwani |  | Pumwani Maternity VCT Centre |  |  | LA
| Pumwani |  | Shauri Moyo Clinic |  |  | LA |  |  | 847
| Nairobi North- Kasarani | Mathare North Health Centre | 9 |  |  | MoH |  |  | 2082 |  |  |  |  | BTS 330/370
[9 empty] | 616 | BD Facs Count |  | NK Celltac F 6400 |  | Humalyzer 2000/3000 |  | 0 | 0 | 1 | 0 | 0 | 0 | 0 | 0 | 0 | 0 | 0 | 0 | 0 | 1 | 0 | 0
| Kasarani |  | Babadogo Health Centre |  | 2.9 | LA |  |  | 841 | [7 empty] | X |  |  | X | [5 empty] | X |  |  | X
| Kasarani |  | Kamiti Prison Hospital |  |  | MoH |  |  | 103
|  |  | Kariobangi Health Centre | [5 empty] | 375
Samaritan Comm Dispensary
Huruma NCCK
Redemeed Health Centre
Huruma Lions Dispensary
Little sisters of Saint Francis
|  |  | Uzima Dispensary |  | 5.5 |  |  |  | 147
| Nairobi North- Kasarani | STC Casino Clinic | 8 | [5 empty] | 951
Nairobi | [5 empty] | MoH |  |  | 682 | BD Facs Count |  |  |  | Humalyzer 2000/3000 |  | 0 | 1 | 0 | 0 | 1 | 0 | 0 | 0 | 0 | 0 | 1 | 0 | 0 | 1 | 0 | 0
|  |  | Rhodes | [8 empty] | NK Celltac F 6400 |  | BTS 330/370 |  |  | X | [11 empty] | X
|  |  | Ngaira Health Centre | [5 empty] | 269 | [10 empty] | X | [5 empty] | X
Loco Dispensary
Ngara HC
Bahati Health Centre
Eastleigh Health Centre
| Starehe |  | Lagos Road Dispensary |  |  | LA
| Starehe |  | Kariokor Clinic |  |  | LA
| Nairobi North- Kasarani | St Francis Catholic Dispensary (Nairobi North) | 6 | [5 empty] | 565
[6 empty] | FBO |  |  | 238 | Partec Cyflow | [5 empty] | 0 | 1 | 0 | 0 | 1 | 0 | 0 | 0 | 0 | 0 | 1 | 0 | 0 | 1 | 0 | 0
| Kasarani |  | Piemu Medical Health Centre |  |  | FBO | [11 empty] | X
| Kasarani |  | Provide International Korogocho |  | 10.9 | FBO |  |  | 89
| Kasarani |  | Samaritan Comm Dispensary |  |  | FBO
| Kasarani |  | St Francis Health Centre (Nairobi North) |  |  | FBO
| Kasarani |  | St Joseph Mukasa Dispensary |  |  | FBO |  |  | 238
| Kasarani |  | Vision Peoples Inter Health Centre |  |  | FBO
Nairobi | Nairobi North- Starehe | Mathare Hospital | 10 |  |  | MoH |  |  | 519
[9 empty] | 182 | BD Facs Count |  | NK Celltac F 6400 |  | BTS 330/370 |  | 0 | 0 | 1 | 0 | 0 | 0 | 0 | 0 | 0 | 0 | 0 | 0 | 0 | 0 | 0 | 0
| Starehe |  | CMA (Jamia) Clinic |  |  | FBO | [10 empty] | X |  |  | X | [5 empty] | X
| Starehe |  | CMA (Pangani) Clinic |  |  | FBO
| Starehe |  | Mathare Police Depot |  |  | MoH
| Starehe |  | Pangani Dispensary |  |  | LA
| Starehe |  | Upendo Dispensary |  |  | MoH
| Kasarani |  | Kenyatta University Clinic
| Kasarani |  | Kahawa West Health Center
| Kasarani |  | Kasarani Health Center |  | 7.7 | LA |  |  | 337
| Kasarani |  | NSIS Health Centre (Ruaraka) |  |  | MoH | [13 empty] | X | [5 empty] | X
| Kasarani |  | NYS HQ Health Centre (Nairobi North) |  |  | MoH
Nairobi | Nairobi North- Bahati | SOS Dispensary | [6 empty] | 840 | Partec Cyflow | [5 empty] | 0 | 1 | 0 | 0 | 1 | 0 | 0 | 0 | 0 | 0 | 1 | 0 | 0 | 0 | 0 | 0
| Starehe |  | Sex Workers Operation Project (SWOP) |  |  | NGO |  |  | 139 | [8 empty] | X
Nairobi | Nairobi West- Dagoretti | Kenyatta National Hospital | 0 |  |  | PAR |  |  | 4506 | Partec Cyflow | BD Facs Calibur | Beckman Coulter Ac·T CP5 |  |  |  | 0 | 0 | 1 | 0 | 0 | 0 | 0 | 0 | 0 | 0 | 0 | 0 | 0 | 0 | 0 | 0
[18 empty] | X | Calibur |  |  |  | X | [8 empty] | CD4 volumes= 1200 excluding satellites.Eligible for calibur scheduled for?
Nairobi | Nairobi West_ Dagoretti | Mbagathi District Hospital | 0 |  |  | MoH |  |  | 2789 | BD Facs Count |  | NK Celltac F 8222 |  | Eurolyser |  | 0 | 0 | 1 | 1 | 0 | 0 | 0 | 1 | 0 | 0 | 0 | 0 | 0 | 0 | 0 | 0
[10 empty] | BD Facs Count |  | Beckman Coulter Ac·T CP5 |  |  |  |  | X |  |  |  | X |  | X | X | X | [6 empty] | High patient volumes for Facs count. Lab re-structring
Sysmex
| Nairobi West Dagoretti | National HIV Reference Lab | 14 | [6 empty] | BD Facs Calibur |  | NK Celltac F 8222 |  |  |  | 0 | 1 | 0 | 0 | 0 | 1 | 0 | 1 | 1 | 1 | 0 | 0 | 0 | 0 | 0 | 0
[9 empty] | 4297 | BD Facs Count |  | Beckman Coulter Ac·T CP5 |  | Eurolyser
[6 empty] | PAR |  |  | 0 |  |  | Sysmex |  | Metrolab
| Dagoretti |  | National Blood Transfusion Centre |  |  | PAR | [5 empty] | NK Celltac F 6400 |  |  |  | X | X |  |  | X |  |  |  |  | X |  |  | X
| Dagoretti |  | Riruta Health Centre |  | 9.4 | LA |  |  | 3209 |  |  | NK Celltac F 6400 |  | BTS 330/370 | [5 empty] | X
| Dagoretti |  | Waithaka Health Center |  | 12.2 | LA |  |  | 76 |  |  | NK Celltac F 6400 |  | BTS 330/370 | [5 empty] | X | [5 empty] | X
| Westlands |  | Kangemi Health Centre |  |  | LA |  |  | 868 | [10 empty] | X | [5 empty] | X
| Dagoretti |  | Kivuli Dispensary |  |  | FBO
| Dagoretti |  | NASCOP VCT |  |  | MoH
| Kikuyu |  | KARI Dispensary |  |  | MoH
| Westlands |  | Maria Immaculate Health Centre |  |  | FBO
| Westlands |  | Westlands Hralth Centre |  | 7 | MoH |  |  | 144
|  |  | Daughters Of Charity | [10 empty] | Humastar 180
|  |  | Woodely Health Centre | [26 empty] | X
Chandaria Health Centre
Ngong Road Health Centre
Mutuini Sub-District Hospital
| Nairobi West- Dagoretti | Armed Forces Memorial Hospital | 8 | [5 empty] | 1403 |  |  |  |  | Humalyzer 2000/3000
[6 empty] | AMF |  |  | 1389 | Partec Cyflow |  | NK Celltac F 8222 |  | Eurolyser |  | 1 | 1 | 0 | 0 | 2 | 0 | 0 | 0 | 0 | 1 | 0 | 0 | 1 | 0 | 0 | 0
| Embakasi |  | APTC Health Centre |  |  | AMF | [11 empty] | X |  |  | X |  |  |  | X |  |  |  | X
| Embakasi |  | Garrison Health Centre |  |  | AMF
| Embakasi |  | GSU Health Centre (Nairobi East) |  |  | AMF
| Kasarani |  | GSU HQ Dispensary (Ruaraka) |  |  | AMF |  |  | 14
| Langata |  | Langata MRS Health Centre |  |  | AMF
| Langata |  | Mrs Karen Dsc Dispensary |  |  | AMF
| Westlands |  | DOD Mrs Dispensary |  |  | AMF
| Westlands |  | Kabete Barracks Dispensary |  |  | AMF
| Langata | KEMRI Immunology Lab HQs | 8 | [5 empty] | 2274
[6 empty] | PAR |  |  |  | BD Facs Calibur | [5 empty] | 0 | 0 | 1 | 0 | 0 | 1 | 0 | 0 | 0 | 1 | 0 | 0 | 0 | 1 | 0 | 0
| Dagoretti |  | KEMRI Clinic |  |  | MoH |  |  | 18 | BD Facs Calibur | [5 empty] | X
| Langata |  | GSN West |  |  | NGO |  |  | 1297
| Langata |  | Karen Health Centre |  |  | LA
| Starehe |  | Family Health Options Phoenix |  |  | NGO
| Starehe |  | Family Health Options Ribeiro |  |  | NGO |  |  | 119
Kibera DO Clinic
| Starehe |  | GSN North |  |  | NGO |  |  | 840
| Starehe |  | KENWA |  |  | NGO
| Dagoretti | CDC FACES- KEMRI Nairobi | 1 | [5 empty] | 2110
[9 empty] | 2110 | BD Facs Count | [5 empty] | 1 | 0 | 0 | 0 | 0 | 0 | 0 | 0 | 0 | 0 | 0 | 0 | 0 | 0 | 0 | 0
| Dagoretti |  | KEMRI/ UCSF |  |  | NGO | [5 empty] | NK Celltac F 6400 |  |  |  |  | X
| Langata | CDC GAP | 1 | [5 empty] | 188 | [10 empty] | X
[9 empty] | 0 | BD Facs Count | [5 empty] | 1 | 2 | 1 | 1 | 2 | 1 | 1 | 1 | 1 | 1 | 1 | 1 | 1 | 1 | 1 | 1
Nairobi | Langata |  | Tabitha Clinic |  |  | NGO |  |  | 188 |  |  | NK Celltac F 6400 |  |  |  |  | X
| Langata | St Mary's Mission Hospital | [17 empty] | X
Nairobi | [5 empty] | FBO |  |  |  | Partec Cyflow | [5 empty] | 2 | 4 | 2 | 2 | 4 | 2 | 2 | 2 | 2 | 2 | 2 | 2 | 2 | 2 | 2 | 2
X
| Langata | AMREF | 2 | [5 empty] | 3375
Nairobi | [5 empty] | NGO |  |  | 2815 | BD Facs Count | [5 empty] | 0 | 0 | 1 | 0 | 0 | 0 | 0 | 0 | 0 | 0 | 0 | 0 | 0 | 0 | 0 | 0
| Langata |  | Langata Health Centre |  | 6.6 | LA |  |  | 424 |  |  | NK Celltac F 6400 |  | BTS 330/370 |  |  | X
|  |  | Ushirika Health Centre |  |  | NGO |  |  | 136 | [10 empty] | X | [5 empty] | X
| Nairobi West- Langata | MSF Belgium Kibera Health Centre | 1 | [5 empty] | 270
[6 empty] | NGO |  |  | 270 | Partec Cyflow |  | Sysmex |  |  |  | 0 | 1 | 0 | 0 | 1 | 0 | 0 | 0 | 0 | 0 | 1 | 0 | 0 | 0 | 0 | 0
|  |  | Kibera CDC Clinic | [8 empty] | NK Celltac F 6400 | [5 empty] | X | [5 empty] | X
| Nairobi West- Langata | Nyumbani Children's Home | 5 | [5 empty] | 1070 | [10 empty] | X
Nairobi | [8 empty] | 117 | BD Facs Calibur | [5 empty] | 0 | 0 | 1 | 0 | 1 | 0 | 0 | 0 | 1 | 0 | 0 | 0 | 0 | 0 | 0 | 0
|  |  | COGRI_LEA TOTO KARIOBANGI |  |  | FBO |  |  | 324 | [6 empty] | X | X
|  |  | COGRI_LEA TOTO KIBERA |  |  | FBO |  |  | 269
|  |  | COGRI_LEA TOTO KAWANGWARE |  |  | FBO |  |  | 244
|  |  | COGRI_LEA TOTO MUKURU |  |  | FBO |  |  | 107
|  |  | COGRI_LEA TOTO NYUMBANI VILLAGE KITUI |  |  | FBO |  |  | 9
| Nairobi West- Langata | Dream Centre Dispensary | 1
Nairobi | [5 empty] | FBO |  |  | 1321 | BD Facs Calibur |  | NK Celltac F 6400 |  |  |  | 1 | 1 | 0 | 0 | 0 | 0 | 0 | 0 | 0 | 0 | 0 | 0 | 0 | 0 | 0 | 0
| Langata |  | Cotolengo Home |  |  | FBO | [9 empty] | X |  |  |  | X
| Nairobi West- Westlands | Coptic Hospital | 1 | [5 empty] | 5872
Nairobi | [5 empty] | FBO |  |  | 5070 | BD Facs Count | [5 empty] | 1 | 0 | 0 | 0 | 1 | 0 | 0 | 0 | 0 | 0 | 0 | 0 | 0 | 0 | 0 | 0
| Makadara |  | Coptic Clinic | [5 empty] | 802 | [6 empty] | X
| Nairobi West- Westlands | Liverpool VCT and Care | [6 empty] | 1509
[6 empty] | NGO |  |  | 1509 | Partec Cyflow | [5 empty] | 1 | 0 | 0 | 0 | 0 | 1 | 0 | 0 | 0 | 0 | 0 | 0 | 0 | 0 | 0 | 0
X
[16 empty] | 0 | 0 | 1 | 0 | 0 | 0 | 0 | 0 | 0 | 0 | 0 | 0 | 0 | 0 | 0 | 0
Note on D163: user: CDC Gap lab

## NORTH EASTERN MAPPING
HIV Laboratory Mapping Matrix
County | District | Central site | Referral sites |  | Distance* (KM) | Type |  |  | Total patient load | EQUIPMENTS (PLACED AND PROPOSED) | [9 empty] | Hematology (FBC) equipment |  |  |  |  | Existing clinical chemistry equipment | [6 empty] | Placements
|  |  |  | Site Code |  |  | Total Patients on Treament | Total Patients on Care |  | CD4 Equipment | CD4 Proposed placement | Hematology (FBC) Equipment | Hematology proposed placement | Chemistry Equipment | Chemistry proposed placement | BD Facs Calibur | BD Facs Count | Partech Cyflow | Proposed Placement | Nihon Kodhen Celltac F |  | Beckman Coulter Ac·T |  | Sysmex | Eurolyser | Bio-system |  | Metrolab | Humalyzer | Humastar 180 | Jr | Summary of assessment if applicable and other comments | Status of placement if applicable (D=Delivered; I= Installed; T=Trained)
[20 empty] | 6400 | 8222 | Diff II | CP 5 |  |  | BTS 330/370 | BTS 310/305 |  | 2000/3000 |  |  |  | D | I | T
[9 empty] | 2258 |  |  |  |  | BTS 330/370
N Eastern | Garissa | Garissa Provincial General Hospital | 13 |  |  | MoH |  |  | 2141 | BD Facs Count |  | NK Celltac F 8222 |  | Eurolyser
| Fafi |  | Fafi District Hospital |  |  | MoH | [10 empty] | X |  |  |  | X |  |  | X | X | X
| Fafi |  | Hagadera Mission Hospital |  | 110 | NGO
| Garissa |  | Balambala Sub-District Hospital |  |  | MoH
| Garissa |  | Iftin Sub District Hosptial |  | 5.8 | MoH
| Ijara |  | Hulugho Sub-District Hospital |  |  | MoH
| Ijara |  | Ijara Health Centre |  |  | MoH
| Ijara |  | Masalani District Hospital |  | 210 | MoH |  |  | 20
| Ladgera |  | Dadaab Sub health Center |  | 106 | MoH |  |  | 56 | [10 empty] | X | [5 empty] | X
| Ladgera |  | Liboi Health Centre |  | 182 | MoH
| Ladgera |  | Modogashe Sub District Hospital |  | 161 | MoH
| Lagdera |  | Dadaab Sub-District Hospital |  |  | MoH
| Lagdera |  | Dagahaley Hospital |  |  | NGO
| Lagdera |  | Ifo Hospital |  | 111 | NGO |  |  | 41
| Mandera East | Mandera District Hospital | 4 | [5 empty] | 69
[6 empty] | MoH |  |  | 51 |  |  | NK Celltac F 6400 |  | BTS 330/370 |  |  | 1 | 0 | 0 | 1 | 1 | 0 | 0 | 1 | 1 | 2 | 0 | 0 | 0 | 0 | 0
| Mandera Central |  | Elwak District Hospital |  |  | MoH |  |  | 18 |  |  |  |  | Metrolab | [5 empty] | X | [5 empty] | X
| Mandera Central |  | Rhamu Sub District Hospital |  | 216 | MoH | [21 empty] | X
| Mandera East |  | Lafey Sub District Hospital |  | 74.2 | MoH
| Mandera West |  | Takaba District Hospital |  |  | MoH
N Eastern | Wajir | Wajir District Hospital | 12 | [5 empty] | 71
[6 empty] | MoH |  |  | 71 |  |  | NK Celltac F 6400 |  | BTS 330/370 |  | 0 | 0 | 0 | 0 |  | 0 | 0 | 0 | 0 | 0 | 1 | 0 | 1 | 0 | 0 | 0
| Wajir North |  | Ajawa Health Centre |  |  | MoH | [13 empty] | X | [5 empty] | X | [5 empty] | Wajir District CD4 sends samples to Garissa PGH. Distances are several 100KM away limiting access to services. Pending assessment for POC
| Wajir West |  | Arbajahan Health Centre |  |  | MoH
| Wajir North |  | Buna Sub District Hospital |  |  | MoH
| Wajir North |  | Bute District Hospital |  | 149 | MoH
| Wajir North |  | Danaba Health Centre |  |  | MoH
| Wajir West |  | Eldas Health Centre |  |  | MoH
| Wajir West |  | Griftu District Hospital |  |  | MoH
| Wajir North |  | Gurar Health Centre |  |  | MoH
| Wajir South |  | Habaswein District Hospital |  |  | MoH
| Wajir East |  | Khorof Harar Sub-District Hospital |  | 106 | MoH
| Wajir North |  | Korondille Health Centre |  |  | MoH
| Wajir South |  | Sabuli Health Centre |  |  | MoH
[16 empty] | 0 | 0 | 0 | 0 | 1 | 0 | 0 | 0 | 0 | 0 | 1 | 0 | 0 | 0 | 0 | 0

## NYANZA MAPPING
HIV Laboratory Mapping Matrix
County | District | Central site | Referral sites |  | Distance* (KM) | Type |  |  | Total patient load | EQUIPMENTS (PLACED AND PROPOSED) | [9 empty] | Hematology (FBC) equipment |  |  |  |  | Existing clinical chemistry equipment | [6 empty] | Placements
|  |  |  | Site Code |  |  | Total Patients on Treatment | Total Patients on Care |  | CD4 Equipment | CD4 Proposed placement | Hematology (FBC) Equipment | Hematology proposed placement | Chemistry Equipment | Chemistry proposed placement | BD Facs Calibur | BD Facs Count | Partech Cyflow | Proposed Placement | Nihon Kodhen Celltac F |  | Beckman Coulter Ac·T |  | Sysmex | Eurolyser | Bio-system |  | Metrolab | Humalyzer | Humastar 180 | Jr | Summary of assessment if applicable and other comments | Status of placement if applicable (D=Delivered; I= Installed; T=Trained)
[20 empty] | 6400 | 8222 | Diff II | CP 5 |  |  | BTS 330/370 | BTS 310/305 |  | 2000/3000 |  |  |  | D | I | T
Nyanza | Bondo | Bondo District Hospital | 7 |  |  | MoH |  |  | 6756 |  |  | Beckman Coulter Ac·T Diff II
[9 empty] | 5801 | BD Facs Count |  | NK Celltac F 8222 |  | Eurolyser
Sysmex
| Bondo |  | Got Agulu Health Center |  | 29.9 | MoH |  |  | 352
| Bondo | Mageta |  |  | 35 | MoH |  |  | 3 | [7 empty] | X |  |  |  | X | X |  | X | X
| Bondo |  | Matangwe Health Centre |  | 8.6 | MoH |  |  | 163
| Bondo |  | Nyangoma Health Center (Bondo) |  | 12.1 | MoH |  |  | 437
| Bondo |  | Oyamo Dispensary |  |  | MoH
| Bondo |  | Usigu Dispensary |  |  | MoH
| Bondo |  | Uyawi Dispensary |  |  | MoH
2739
| Gucha South | Tabaka Mission Hospital | 7 |  |  | FBO |  |  |  | Partec Cyflow | [5 empty] | 0 | 1 | 0 | 0 | 0 | 1 | 1 | 0 | 1 | 1 | 0 | 0 | 0 | 0 | 0 | 0
| Gucha South |  | Etago Health Centre |  | 54 | MoH |  |  | 84 | [8 empty] | X | [13 empty] | MoH facilities networked to Kisii Level 5 | Review FBO- MoH proposed networks | Review FBO- MoH proposed networks | Review FBO- MoH proposed networks
| Gucha South |  | Nduru District Hospital |  |  | MoH |  |  | 175
| Gucha |  | Gucha District Hospital/ogembo |  | 20.3 | MoH |  |  | 1595 | BD Facs Count |  | Sysmex |  | BTS 330/370
| Gucha |  | Kenyenya Sub District Hospital |  | 58 | MoH |  |  | 429 | [14 empty] | X |  | X
| Gucha |  | Nyacheki Sub District Hospital |  |  | MoH |  |  | 60
| Gucha |  | Nyamache Sub District Hospital |  | 24.2 | MoH |  |  | 396
| Gucha | Sengera Health Centre |  |  |  | FBO
Sysmex
| Homabay- Rangwe | Homabay District Hospital | 5 | [5 empty] | 13586 | BD Facs Calibur |  | Beckman Coulter Ac·T Diff II
Nyanza | [5 empty] | MoH |  |  | 12474 | BD Facs Count |  | NK Celltac F 8222 |  | Eurolyser |  | 0 | 0 | 1 | 0 | 0 | 0 | 0 | 0 | 1 | 0 | 1 | 0 | 0 | 0 | 0 | 0
| Homabay- Rangwe |  | Kijawa Dispensary |  |  | MoH | [10 empty] | X |  | Calibur |  | X | X |  | X | X |  | X |  |  |  |  | CD4 volumes= 1, 200. Eligible for Facs Calibur. Placed 2/3/2011 | √ | √ | √
| Homabay- Rangwe |  | Marindi Dispensary |  | 18.7 | MoH |  |  | 113
| Homabay- Rangwe |  | Ndiru Health Center |  | 29.8 | MoH |  |  | 223
| Homabay- Rangwe |  | Nyagoro Health Centre |  | 12.3 | MoH |  |  | 128
| Homabay- Rangwe |  | Rangwe Sub District Hospital |  | 24.4 | MoH |  |  | 648
| Homabay- Ndhiwa | Ndhiwa Sub District Hospital | 10 | [5 empty] | 1672
[6 empty] | MoH |  |  | 1145 |  | BD Facs Count |  |  | BTS 330/370 |  | 0 | 1 | 0 | 1 | 0 | 1 | 1 | 0 | 1 | 1 | 0 | 1 | 0 | 0 | 0 | 0
| Homabay- Ndhiwa |  | Amoya Dispensary |  |  | MoH | [12 empty] | Count | [6 empty] | X | [5 empty] | CD4 volumes= 440. Receive hematology machine from IP. Facscount withdrawn from Suba
| Homabay- Ndhiwa |  | Got Kojowi Health Center |  | 12.1 | MoH |  |  | 166
| Homabay- Ndhiwa |  | Kadhola Dispensary |  |  | MoH
| Homabay- Ndhiwa |  | Kenya Accorn Health Center |  |  | NGO |  |  | 210
| Homabay- Ndhiwa |  | Lwanda Awiti Dispensary |  |  | MoH
| Homabay- Ndhiwa |  | Magina Health Centre |  |  | MoH
| Homabay- Ndhiwa |  | Ndhiwa Sub-District Hospital |  |  | MoH
| Homabay- Ndhiwa |  | Ndisi Dispensary |  |  | MoH
| Homabay- Ndhiwa |  | Oridi Dispensary |  |  | MoH
| Homabay- Ndhiwa |  | Pala Health Centre |  |  | MoH |  |  | 151
| Homabay | HomaHills Hospital |  |  |  | FBO |  |  | 366 | Partec Cyflow | [5 empty] | 0 | 0 | 0 | 1 | 0 | 0 | 0 | 0 | 0 | 0 | 1 | 0 | 0 | 0 | 0 | 0
X
| Homabay | Asumbi Mission Hospital |  |  |  | FBO |  |  | 595 | Partec Cyflow | [5 empty] | 0 | 0 | 1 | 0 | 0 | 0 | 0 | 0 | 0 | 0 | 0 | 0 | 0 | 0 | 0 | 0
[12 empty] | Beckman Coulter Ac·T Diff II | [5 empty] | X
| Kisii | Kisii Level 5 Hospital | [6 empty] | 13603 | BD Facs Count |  | NK Celltac F 8222 |  | Eurolyser
|  |  | 22 |  |  | MoH |  |  | 9924 | BD Facs Calibur |  | Sysmex |  |  |  | 0 | 0 | 1 | 0 | 0 | 0 | 0 | 0 | 0 | 0 | 0 | 0 | 0 | 0 | 0 | 0
| Kisii Central |  | Christamarrianne Hospital |  | 1.6 | MoH |  |  | 52 | [6 empty] | X |  |  |  |  | X | X |  | X | X |  | X
| Kisii Central |  | Ibeno Sub District Hospital |  | 14 | MoH |  |  | 11
| Kisii Central |  | Keumbu sub District Hospital |  | 12.9 | MoH |  |  | 637
| Kisii Central |  | Kiogoro Health Centre |  | 6.9 | MoH |  |  | 12
| Kisii Central |  | Marani Sub District Hospital |  | 16.5 | MoH |  |  | 174
| Kisii Central |  | Oresi Health Centre |  | 1.6 | MoH |  |  | 36
| Kisii Central |  | Raganga Health Centre |  |  | MoH |  |  | 6
| Kisii South |  | Iyabe District Hospital |  | 12.2 | MoH |  |  | 47
| Kisii South |  | Nyamagundo Health Centre |  |  | MoH
| Kisii South |  | Riana Health Centre |  | 15.4 | MoH |  |  | 61
| Kisii South |  | Riotanchi Health Centre |  | 10.5 | MoH |  |  | 33
| Manga |  | Manga District Hospital |  | 15.1 | MoH |  |  | 232
| Gucha |  | Gucha District Hospital/ogembo |  | 20.3 | MoH |  |  | 708
| Gucha |  | Kenyenya Sub District Hospital |  | 58 | MoH |  |  | 429 | [14 empty] | X |  | X
| Gucha |  | Nyacheki Sub District Hospital |  |  | MoH |  |  | 60
| Gucha |  | Nyamache Sub District Hospital |  | 24.2 | MoH |  |  | 258
| Gucha |  | Sengera Health Centre |  |  | FBO
| Gucha South |  | Etago Health Centre |  | 54 | MoH |  |  | 84
| Gucha South |  | Nduru District Hospital |  |  | MoH |  |  | 175
| Masaba |  | Masimba Sub district hospital |  | 36.2 | MoH |  |  | 81
| Masaba |  | Gesusu SubDistrict Hospital |  | 36.7 | MoH |  |  | 180 | [10 empty] | X | [5 empty] | X
| Masaba |  | Masaba District Hospital |  |  | MoH |  |  | 403
Sysmex
[9 empty] | 7210 |  |  | NK Celltac F 8222 |  | BTS 330/370
| Kisumu East | New Nyanza Provincial General hospital | 7 |  |  | MoH |  |  | 4677 | BD Facs Calibur |  | Beckman Coulter Ac·T CP5 |  | Eurolyser |  | 1 | 0 | 0 | 0 | 1 | 1 | 1 | 0 | 2 | 1 | 2 | 1 | 0 | 0 | 0 | 0
| Kisumu East |  | Family Health Options Kenya (FHOK) |  |  | NGO |  |  | 44 | [6 empty] | X | X |  |  |  | X |  | X | X | X | X
| Kisumu East |  | Hongo Ogosa Dispensary |  |  | LA
| Kisumu East |  | Kibos Prison Dispensary |  | 6.2 | MoH |  |  | 1
| Kisumu East |  | Kodiaga Health Center |  | 11.2 | MoH |  |  | 242
| Kisumu East |  | Nyahera Sub District Hospital |  | 12.9 | MoH |  |  | 204
| Kisumu East |  | Tuungane Youth Centre (Kisumu East) |  |  | MoH
| Kisumu West |  | Chulaimbo District Hospital |  |  | MoH |  |  | 2042
[9 empty] | 4939 |  |  | Beckman Coulter Ac·T CP5 |  | Jr
| Kisumu East | Kisumu District Hospital | 4 |  |  | MoH |  |  | 4621 | BD Facs Count |  | NK Celltac F 6400 |  | BTS 330/370 |  | 1 | 1 | 0 | 0 | 0 | 1 | 0 | 1 | 1 | 1 | 1 | 0 | 0 | 0 | 0 | 0
| Kisumu East |  | AIDS Resource Center |  |  | NGO |  |  | 245 | [7 empty] | X |  |  | X |  |  | X |  |  | X |  |  |  |  | X
| Kisumu East |  | Liverpool VCT (Kisumu East) |  |  | NGO
| Kisumu East |  | Migosi Health Centre |  | 2.5 | MoH |  |  | 23
| Kisumu East |  | Rabuor Health Centre |  | 13.4 | MoH |  |  | 50
| Kisumu East | Lumumba Health Centre (Faces) | 2 | [5 empty] | 9274
[6 empty] | LA |  |  | 9274 | BD Facs Count |  | NK Celltac F 6400 |  |  |  | 0 | 1 | 0 | 0 | 1 | 0 | 0 | 1 | 0 | 0 | 1 | 0 | 0 | 0 | 0 | 1
| Kisumu East |  | Nyangande Dispensary |  |  | MoH | [10 empty] | X |  |  | X
| Kisumu East |  | Pand Pieri Dispensary |  |  | FBO
| Kisumu East | Port Florence Community Hospital | 2 | [5 empty] | 1892
[6 empty] | FBO |  |  | 670 | BD Facs Count | [5 empty] | 0 | 1 | 0 | 0 | 1 | 0 | 0 | 0 | 0 | 0 | 0 | 0 | 0 | 0 | 0 | 0
| Kisumu East |  | St Monica(St Monica) |  | 5.7 | FBO |  |  | 1222 | [7 empty] | X
| Kisumu East |  | St Elizabeth Chiga Dispensary |  |  | FBO
2866
| Kisumu West | Kombewa District Hospital | 5 | [5 empty] | 2527 | BD Facs Count |  | NK Celltac F 6400 |  | Eurolyser |  | 0 | 1 | 0 | 0 | 0 | 0 | 0 | 0 | 0 | 0 | 0 | 0 | 0 | 0 | 0 | 0
| Kisumu West |  | Bodi Dispensary |  |  | MoH | [10 empty] | X |  |  | X |  |  |  |  | X
| Kisumu West |  | Manyuanda Health Centre |  |  | MoH |  |  | 339
| Kisumu West |  | Nduru Kadero Dispensary |  |  | MoH
| Kisumu West |  | Ratta Dispensary |  |  | MoH
| Kisumu West |  | Rodi Dispensary |  |  | MoH
1254
Nyanza | Kisumu | Maseno Mission Hospital | 6 |  |  | FBO |  |  | 947 | Partec Cyflow | [5 empty] | 0 | 1 | 0 | 0 | 1 | 0 | 0 | 0 | 0 | 1 | 0 | 0 | 0 | 0 |  | 0
|  |  | Maseno Hospital(Esiola) |  |  | FBO |  |  | 44 | [8 empty] | X
|  |  | Maseno Hospital(Kerongo) |  |  | FBO |  |  | 25
|  |  | Maseno Hospital(Mariwa) |  |  | FBO |  |  | 74
|  |  | Maseno Hospital(Miranga) |  |  | FBO |  |  | 43
|  |  | Maseno Hospital(Mukhalakhala) |  |  | FBO |  |  | 37
|  |  | Maseno Hospital(Vigina) |  |  | FBO |  |  | 84
| Kisumu | St Elizabeth Chiga | 6 |  |  | FBO |  |  | 367 | Partec Cyflow | [5 empty] | 0 | 0 | 1 | 0 | 0 | 0 | 0 | 0 | 0 | 0 | 0 | 0 | 0 | 0 | 0 | 0
X
| Migori | Migori District Hospital | 36 | [8 empty] | Sysmex
[9 empty] | 12402 | BD Facs Count |  | Beckman Coulter Ac·T Diff II |  | BTS 310/305
[6 empty] | MoH |  |  | 4685 | BD Facs Calibur |  | NK Celltac F 8222 |  | Eurolyser |  | 0 | 0 | 1 | 0 | 0 | 0 | 0 | 0 | 0 | 0 | 0 | 0 | 0 | 0 | 0 | 0
| Migori |  | Arombe Dispensary |  | 22.8 | MoH |  |  | 150 | [7 empty] | X | X | Calibur |  | X | X |  | X | X |  | X |  |  |  |  | CD4 volumes= 3,000 per month. Site limits samples received from satellite sites. Eligible for FacsCalibur
| Migori |  | Giribe Dispensary |  |  | MoH
| Migori |  | Kadem TB & Leprosy Dispensary |  |  | MoH |  |  | 177
| Migori |  | Karungu Sub District Hospital |  |  | MoH |  |  | 163
| Migori |  | Kituka Dispensary |  |  | MoH
| Migori |  | Lwanda Dispensary |  | 58.7 | MoH |  |  | 643
| Migori |  | Macalder Sub District Hospital |  | 32.1 | MoH |  |  | 3689
| Migori |  | Mama Maria Clinic |  |  | MoH
| Migori |  | Matoso Health Centre |  |  | MoH |  |  | 378
| Migori |  | Midoti Dispensary |  |  | MoH
| Migori |  | Muhuru Health Centre |  | 51.1 | MoH |  |  | 286
| Migori |  | Ndiwa Dispensary |  |  | MoH
| Migori |  | Nyamanga Dispensary |  |  | MoH
| Migori |  | Nyamaraga Dispensary |  | 11.8 | MoH |  |  | 93
| Migori |  | Nyandago Koweru Dispensary |  | 26.4 | MoH |  |  | 229
| Migori |  | Nyarongi Dispensary |  |  | MoH
| Migori |  | Ochuna Dispensary |  |  | NGO |  |  | 217
| Migori |  | Ogwedhi Health Centre |  | 15.2 | MoH |  |  | 151
| Migori |  | Olasi Dispensary |  |  | MoH
| Migori |  | Ondong Dispensary |  |  | MoH
| Migori |  | Osingo Dispensary |  |  | MoH
| Migori |  | Otati Dispensary |  |  | MoH
| Migori |  | Pastor Machege Memorial Hospital |  |  | PRI |  |  | 88
| Migori |  | Riat Dispensary |  | 69.1 | MoH |  |  | 258
| Migori |  | Saro Dispensary |  |  | MoH
| Migori |  | Sori Lakeside Nursing and Maternity Home |  | 58.2 | FBO |  |  | 25
| Migori |  | Suna Rabour Dispensary |  |  | MoH
| Migori |  | Suna Ragana Dispensary |  | 16.3 | MoH |  |  | 63
| Migori |  | Thim Lich Dispensary |  |  | MoH
| Migori |  | Wath Onger Dispensary |  | 44.7 | MoH |  |  | 103
| Kuria West |  | Kuria District Hospital |  | 30.1 | MoH |  |  | 701
| Kuria West |  | Bugumbe Health Center |  |  | MoH |  |  | 62 | [16 empty] | X
| Kuria West |  | Isebania Sub District Hospital |  | 21.8 | MoH |  |  | 166
| Kuria West |  | Masaba Health Center |  | 14.5 | MoH |  |  | 30
| Kuria East |  | Kegonga Health Center |  |  | MoH |  |  | 28
| Kuria East |  | Ntimaru Health Center |  |  | MoH |  |  | 17
| Migori | St Camillus karungu | 12 | [5 empty] | 2674
[6 empty] | FBO |  |  | 1703 | BD Facs Count |  | NK Celltac F 6400 |  | Metrolab |  | 0 | 1 | 1 | 1 | 0 | 1 | 1 | 0 | 1 | 1 | 1 | 1 | 0 | 0 | 0 | 0
|  |  | St Camillus Kar(Kiasa Ratanga) |  | 55 | FBO |  |  | 73 | [7 empty] | X
|  |  | St Camillus Kar(Lwanda Gwassi) |  | 63 | FBO |  |  | 53
|  |  | St Camillus Kar(Mirogi) |  |  | FBO |  |  | 2
|  |  | St Camillus Kar(Osani) |  | 60 | FBO |  |  | 47
|  |  | St Camillus Kar(Otati) |  |  | FBO |  |  | 57
|  |  | St Camillus Kar(Tagache) |  |  | FBO |  |  | 42
|  |  | St Camillus Kar(Wath Onger) |  | 75 | FBO |  |  | 134
|  |  | St. Akidiva |  | 58 | FBO |  |  | 41
|  |  | St. Camillus Ta(Etago) |  |  | FBO |  |  | 51
|  |  | St. Camillus Ta(Lwala) |  | 46 | FBO |  |  | 76
|  |  | St. Camillus Ta(Rakwaro) |  | 75 | FBO |  |  | 25
|  |  | St. Camillus Ta(Tabaka) |  | 2 | FBO |  |  | 370
| Migori | St Josephs Mission Migori | 3 | [5 empty] | 1443
[6 empty] | FBO |  |  | 1276 | BD Facs Count | [5 empty] | 0 | 1 | 0 | 0 | 0 | 0 | 0 | 0 | 0 | 0 | 0 | 0 | 0 | 0 | 0 | 0
|  |  | Matoso Mission Dispensary |  |  | FBO |  |  | 90 |  |  |  |  | BTS 310/305 |  |  | X |  |  | X | [7 empty] | X
|  |  | St. Josephs Mis(Arombe) |  |  | FBO |  |  | 59 | [17 empty] | X
|  |  | St. Josephs Mis(Ulanda) |  |  | FBO |  |  | 18
| Nyamira | Nyamira District Hospital | 6 | [5 empty] | 686 |  |  | NK Celltac F 6400
[6 empty] | MoH |  |  | 2946 | BD Facs Count |  | Sysmex |  | BTS 330/370 |  | 0 | 1 | 0 | 0 | 1 | 0 | 0 | 0 | 0 | 0 | 0 | 1 | 1 | 0 | 0 | 0
| Borabu |  | Nyansiongo Health Center |  | 11.2 | MoH |  |  | 148 | [7 empty] | X |  |  | X |  |  |  | X |  | X
| Nyamira |  | Ekerenyo Health Center |  | 37.5 | MoH |  |  | 175
| Nyamira |  | Matongo Health Centre |  |  | FBO |  |  | 16
| Nyamira |  | Nyamaiya Health Center |  | 14.8 | MoH |  |  | 93
| Nyamira |  | Nyamusi Health Center |  | 16.7 | MoH |  |  | 222
| Nyamira |  | Tinga Health Center |  | 9.1 | MoH |  |  | 32
| Nyando | Ahero District Hospital | 4
[6 empty] | MoH |  |  | 7830 | BD Facs Count |  | Beckman Coulter Ac·T Diff II |  | BTS 330/370 |  | 0 | 1 | 0 | 0 | 1 | 0 | 0 | 0 | 1 | 0 | 1 | 0 | 0 | 0 | 0 | 0
| Nyando |  | Awasi Dispensary |  | 17.7 | FBO |  |  | 207 | [7 empty] | X |  |  |  |  | X |  |  |  | X
| Nyando |  | Bunde Dispensary |  | 4.8 | MoH |  |  | 23
| Nyando |  | Kinasia Dispensary |  |  | MoH
| Nyando |  | Nyakongo Health Center |  | 24 | MoH |  |  | 12
| Nyando | Nyando District Hospital | 13 | [5 empty] | 5573
Nyanza | [8 empty] | 2749 | BD Facs Count |  | NK Celltac F 6400 |  | BTS 330/370 |  | 0 | 1 | 0 | 0 | 0 | 0 | 1 | 0 | 0 | 0 | 1 | 0 | 0 | 0 | 0 | 0
| Nyando |  | Chemelil Dispensary |  | 32.9 | MoH | [12 empty] | X | X | [5 empty] | X | [5 empty] | CD4 volumes= 480 per month. Site eligible for Facs Count upgrade. Projected placement- Feb 2011. | √ | √ | √
| Nyando |  | Chemilil Sugar Factory Health Center |  | 32.9 | OPI |  |  | 194
| Nyando |  | Katito Health Center |  | 7.3 | MoH |  |  | 161
| Nyando |  | Kibogo Dispensary |  | 9.9 | MoH |  |  | 61
| Nyando |  | Kusa Health Center |  | 10.4 | MoH |  |  | 33
| Nyando |  | Masogo Sub District Hospital |  | 38.8 | MoH |  |  | 288
| Nyando |  | Muhoroni Sub-District Hospital |  | 48.8 | MoH |  |  | 1704 | BD Facs Count
| Nyando |  | Muhororni Sugar Factory |  | 50.2 | OPI |  |  | 32 | [12 empty] | X |  |  |  | X
| Nyando |  | Nyangoma Health Center |  | 31.5 | MoH |  |  | 44
| Nyando |  | Sangorota Health Center |  | 14.5 | MoH |  |  | 42
| Nyando |  | Sigoti Health Center |  | 4.6 | MoH |  |  | 102
| Nyando |  | Sondu Health Center |  | 17.6 | MoH |  |  | 113
| Nyando |  | Tamu Health Center |  | 45.7 | MoH |  |  | 50
| Nyando | Nyabondo District Hospital | 5 | [5 empty] | 1813 | [6 empty] | 0 | 0 | 0 | 1 | 1 | 0 | 1 | 0 | 0 | 0 | 2 | 0 | 0 | 0 | 0 | 0
Nyanza | [5 empty] | FBO |  |  | 944 | BD Facs Count |  | NK Celltac F 6400 |  | Metrolab |  |  |  | X |  | X | [7 empty] | X
| Nyando |  | Koru Mission Health Center |  | 57.7 | FBO |  |  | 107
| Nyando |  | Nyakach AIC Dispensary |  | 24 | FBO |  |  | 41
| Nyando |  | Ogra Foundation |  |  | NGO |  |  | 161 |  |  | NK Celltac F 6400 |  | Metrolab | [5 empty] | X | [7 empty] | X
|  |  | Nyabondo Missio(Bolo) | [5 empty] | 209
|  |  | Nyabondo Missio(Oriang) | [5 empty] | 351
[16 empty] | 0 | 0 | 1 | 0 | 2 | 0 | 0 | 0 | 0 | 0 | 0 | 0 | 2 | 0 | 0 | 0
Nyanza | Nyando | St. Vincent De Pauls Mission Hospital | 1 |  |  | FBO |  |  | 52 | Partec Cyflow | [7 empty] | X
| Nyando |  | St Clare Bolo Health Centre |  |  | FBO
| Rachuonyo | Rachuonyo District Hospital | 6 | [8 empty] | Beckman Coulter Ac·T Diff II |  |  |  | 0 | 0 | 1 | 0 | 0 | 0 | 0 | 0 | 0 | 0 | 0 | 0 | 0 | 0 | 0 | 0
[6 empty] | MoH |  |  | 10632 | BD Facs Count |  | NK Celltac F 6400 |  | Eurolyser |  |  | X |  |  |  | X | X |  |  | X | [6 empty] | Site was earmarked for upgrade to Cali bur. Reviewed at a later date for lab renovations and other recommendations by team
| Rachuonyo |  | Kabondo Health Center |  | 24.1 | MoH |  |  | 408
| Rachuonyo |  | Kandiege Health Center |  | 35 | MoH |  |  | 566
| Rachuonyo |  | Kendu Sub District Hospital |  | 22 | MoH |  |  | 1015
| Rachuonyo |  | Miriu Health Center |  | 25.2 | MoH |  |  | 295
| Rachuonyo |  | Ober Health Centre |  | 14.1 | MoH |  |  | 187
| Rachuonyo |  | Othoro Health Center |  | 27.7 | MoH |  |  | 220
2745
| Rachuonyo | Kendu Adventist Mission Hospital | 4 |  |  | FBO |  |  | 2352 | BD Facs Count |  | NK Celltac F 6400 |  | Metrolab |  |  | X |  |  | X | [7 empty] | X
|  |  | Kendu Adventist(Homa Hill) |  |  | FBO |  |  | 18
|  |  | Kendu Adventist(Mawego) |  |  | FBO |  |  | 47
|  |  | Kendu Adventist(Wire SDA Dispe) |  |  | FBO |  |  | 22
| Rachuonyo |  | Matata Nursing Home |  | 1.1 | FBO |  |  | 306
| Rarieda | Madiany Sub District Hospital | 6 | [5 empty] | 6668 | [6 empty] | 0 | 1 | 0 | 0 | 1 | 0 | 0 | 0 | 0 | 0 | 0 | 0 | 1 | 0 | 0 | 0
Nyanza | [5 empty] | MoH |  |  | 5642 | BD Facs Count |  | Beckman Coulter Ac·T Diff II |  | BTS 330/370 |  |  | X |  |  |  |  | X |  |  |  | X
| Rarieda |  | Abidha Health Center |  | 26.1 | MoH |  |  | 296
| Rarieda |  | Manyuanda Health Centre (Rarieda) |  |  | MoH
| Rarieda |  | Ndori Dispensary |  |  | MoH
| Rarieda |  | Ong'ielo Dispensary |  | 27.9 | MoH |  |  | 468
| Rarieda |  | Pap Kodero Health Center |  |  | MoH |  |  | 188
| Rarieda |  | Saradidi Dispensary |  | 38.3 | MoH |  |  | 74
[9 empty] | 517 | [6 empty] | 0 | 1 | 0 | 0 | 0 | 0 | 1 | 0 | 0 | 0 | 1 | 0 | 0 | 0 | 0 | 0
Nyanza | Rarieda | Lwak Mission Hospital (St. Elizabeth) | 0 |  |  | FBO |  |  | 517 | Partec Cyflow |  | NK Celltac F 6400 |  | Metrolab |  |  |  | X |  | X | [7 empty] | X
| Rongo | Awendo Sub District Hospital | [13 empty] | 0 | 0 | 1 | 0 | 1 | 0 | 0 | 0 | 0 | 0 | 0 | 0 | 1 | 0 | 0 | 0
Nyanza |  |  | 9 |  |  | MoH |  |  | 1963 | Partec Cyflow |  |  |  | BTS 330/370 |  |  |  | X | [7 empty] | X
| Rongo |  | Bware Dispensary |  |  | MoH
| Rongo |  | Nyamasare Dispensary |  |  | MoH
| Rongo |  | Osogo Dispensary |  |  | MoH
| Rongo |  | Othoro Dispensary |  |  | MoH
| Rongo |  | Oyani (SDA) Dispensary |  |  | MoH
| Rongo |  | Rabondo Dispensary |  |  | MoH
| Rongo |  | Sibuoche Dispensary |  | 48.6 | MoH |  |  | 141
| Rongo |  | St Monica Rapogi Health Centre |  | 32.1 | MoH |  |  | 534
| Rongo |  | Uriri Health Centre |  |  | MoH
| Rongo | Rongo District Hospital | [6 empty] | 5319 | [6 empty] | 0 | 0 | 1 | 0 | 0 | 0 | 0 | 0 | 0 | 0 | 1 | 0 | 0 | 0 | 0 | 0
Nyanza |  |  | 10 |  |  | MoH |  |  | 3861 | BD Facs Count |  |  |  | BTS 330/370 |  |  | X | [8 empty] | X
| Rongo |  | Lwala Dispensary |  |  | MoH
| Rongo |  | Mariwa Health Center |  | 63.1 | MoH |  |  | 230
| Rongo |  | Minyenya Dispensary |  | 57.4 | MoH |  |  | 102
| Rongo |  | Ngere Dispensray |  | 3.4 | MoH |  |  | 75
| Rongo |  | Ngodhe |  | 46.8 | MoH |  |  | 37
| Rongo |  | Ongo Health Centre |  |  | MoH
| Rongo |  | Oyani Health Centre |  |  | MoH
| Rongo |  | Ranen (SDA) Dispensary |  |  | FBO
| Rongo |  | Sony Medical Centre |  | 3.1 | FBO |  |  | 1014
| Rongo |  | Verna Health Centre |  |  | FBO
|  | Ambira Sub District Hospital | 4 | [5 empty] | 2944
Nyanza | Siaya- Ugenya |  |  |  |  | MoH |  |  | 2857 | BD Facs Count | [5 empty] | 0 | 1 | 0 | 0 | 0 | 0 | 0 | 0 | 0 | 0 | 1 | 0 | 0 | 0 | 0 | 0
| Siaya- Ugenya |  | Bar Achuth Dispensary |  |  | MoH | [12 empty] | X | [12 empty] | CD4 volumes= 400 per month. Chem and Hem placed by CDC. Eligible for Facs Count. | √ | √ | √
| Siaya- Ugenya |  | Ligega Health Centre |  | 9.7 | MoH |  |  | 39
| Siaya- Ugenya |  | Sega Helath Centre |  | 14.9 | NGO |  |  | 17
| Siaya- Ugenya |  | Rangala Health Centre |  | 7.9 | MoH |  |  | 31
Nyanza | Siaya | Matibabu Foundation (Ukwala) |  |  |  | FBO |  |  | 1219 | BD Facs Count | [5 empty] | 0 | 0 | 0 | 1 | 0 | 0 | 0 | 0 | 0 | 0 | 0 | 0 | 0 | 0 | 0 | 0
X
| Siaya- Gem | Yala Sub District Hospital | 9 | [5 empty] | 2156
Nyanza | [5 empty] | MoH |  |  | 1191 | BD Facs Count | [5 empty] | 0 | 1 | 0 | 0 | 0 | 0 | 0 | 0 | 0 | 0 | 0 | 0 | 0 | 0 | 0 | 0
| Siaya- Gem |  | Akala Health Center |  | 36 | MoH |  |  | 544 | [7 empty] | X |  |  |  |  | X |  |  |  | X
| Siaya- Gem |  | Alour Mission Health Centre |  |  | FBO
| Siaya- Gem |  | Dienya Health Centre |  | 45.1 | MoH |  |  | 43
| Siaya- Gem |  | Dophil Nursing & Maternity Home |  | 26 | FBO |  |  | 217
| Siaya- Gem |  | Malanga Health Centre |  | 15.3 | MoH |  |  | 75
| Siaya- Gem |  | Rera Health Center |  | 27.9 | MoH |  |  | 86
| Siaya- Gem |  | Sagam Community Hospital |  |  | NGO
| Siaya- Gem |  | St Mary's Yala Dispensary |  |  | FBO
| Siaya- Gem |  | Uriri Dispensary |  |  | MoH
| Siaya- Alego | Siaya District Hospital | 21 | [8 empty] | NK Celltac F 8222 |  | BTS 310/305
[9 empty] | 10939 | BD Facs Count |  | Beckman Coulter Ac·T Diff II |  | Metrolab
Nyanza | [8 empty] | 8696 | BD Facs Count |  | Sysmex |  | Eurolyser |  | 0 | 1 | 0 | 0 | 0 | 0 | 1 | 0 | 0 | 0 | 1 | 0 | 0 | 0 | 0 | 0
| Siaya- Alego |  | Bama Hospital |  |  | NGO |  |  | 60 | [7 empty] | X |  | X |  | X | X |  | X | X |  | X | X |  |  |  | CD4 volumes= 1615 per month. Satellite sites limited.Eligible for Facs Calibur.Placed 2/3/2011 | √ | √ | √
| Siaya- Alego |  | Bar Ndege Health Center |  |  | MoH |  |  | 1
| Siaya- Alego |  | Bar Olengo Dispensary |  | 10.7 | MoH |  |  | 49
| Siaya- Alego |  | Boro Dispensary |  | 9.2 | MoH |  |  | 34
| Siaya- Alego |  | Hawinga Health Centre |  | 17.4 | MoH |  |  | 64
| Siaya- Alego |  | Kadenge Ratuoro Health Center |  | 9.4 | MoH |  |  | 124
| Siaya- Alego |  | Kaluo Health Centre |  | 10.7 | MoH |  |  | 47
| Siaya- Alego |  | Masumbi Disepnsary |  |  | MoH
| Siaya- Alego |  | Mulaha Dispensary |  |  | MoH
| Siaya- Alego |  | Rabar Dispensary |  |  | MoH
| Siaya- Alego |  | Rwmbwa Health Centre |  |  | MoH
| Siaya- Alego |  | Siaya Medical Centre |  |  | NGO
| Siaya- Alego |  | Ndere Health Centre |  | 20.3 | MoH |  |  | 258
| Siaya- Alego |  | Ngiya Health Centre |  | 28.7 | MoH |  |  | 306
| Siaya- Alego |  | Nyangoma Kogero Health Center |  | 13.8 | MoH |  |  | 55
| Siaya- Alego |  | Rabar Dispensary |  | 15.9 | MoH |  |  | 146
| Siaya- Alego |  | Rwambwa Health Center |  | 26.4 | MoH |  |  | 581
| Siaya- Alego |  | Sikalame Dispensary |  | 75.7 | MoH |  |  | 200
| Siaya- Alego |  | Sirembe Dispensary |  | 18.3 | MoH |  |  | 28
| Siaya- Alego |  | St. Paul Health Centre |  | 6.9 | FBO |  |  | 40
| Siaya- Alego |  | Uriri Health Center |  | 24.4 | MoH |  |  | 250
Nyanza | Suba | Suba (Sindo) District Hospital | 27 | [5 empty] | 7972 | BD Facs Count
[9 empty] | 2406 | BD Facs Count |  | Beckman Coulter Ac·T Diff II |  | Eurolyser |  | 0 | 1 | 0 | 1 | 0 | 1 | 1 | 0 | 1 | 1 | 0 | 1 | 1 | 0 | 0 | 0
[17 empty] | X |  | X |  |  | X |  |  | X | [6 empty] | CD4 volumes= 1228 per month. Satellite sites limited.Eligible for Facs Calibur. Proposed placed on 2/3/2011 | √ | √ | √
| Suba |  | Godbura Health Centre |  |  | MoH
| Suba |  | Kigwa Dispensary |  |  | MoH
| Suba |  | Kisaku Dispensary |  |  | MoH
| Suba |  | Kisegi Sub-District Hospital |  |  | MoH
| Suba |  | Kitare Health Centre |  |  | MoH
| Suba |  | Lambwe Dispensary |  |  | MoH
| Suba |  | Lucky Youth Dispensary |  |  | MoH |  |  | 66
| Suba |  | Magunga Health Centre |  |  | OP
| Suba |  | Mbita Sub-District Hospital |  | 16.9 | MoH |  |  | 2599 | BD Facs Count
| Suba |  | Msare Health Centre |  |  | MoH
| Suba |  | Ndhuru Dispensary |  |  | MoH
| Suba |  | Nyadenda Dispensary |  |  | MoH
| Suba |  | Nyandiwa Dispensary |  | 43.3 | MoH |  |  | 339
| Suba |  | Nyatoto Health Centre |  | 11.8 | MoH |  |  | 772
| Suba |  | NYS Dispensary (Suba) |  |  | MoH
| Suba |  | Ogongo Sub-District Hospital |  | 21.5 | MoH |  |  | 243
| Suba |  | Sena Health Centre |  | Ferry? | MoH |  |  | 720
| Suba |  | Soklo Dispensary |  |  | MoH
| Suba |  | St Jude Health Centre |  |  | MoH
| Suba |  | St Luke's Health Centre |  |  | FBO
| Suba |  | St Mary's Dispensary (Suba) |  |  | FBO
| Suba |  | Takawiri Dispensary |  |  | MoH
| Suba |  | Tom Mboya Memorial Health Centre |  | 16 | MoH |  |  | 90
| Suba |  | Tuungane Youth Centre |  |  | MoH |  |  | 213
| Suba |  | Ugina Health Centre |  | Ferry? | NGO |  |  | 132
| Suba |  | Usao Dispensary |  |  | MoH
| Suba |  | Wakula Dispensary |  | Ferry? | MoH |  |  | 392
[16 empty] | 0 | 1 | 0 | 1 | 0 | 0 | 1 | 0 | 0 | 1 | 0 | 0 | 0 | 0 | 0 | 0

## RIFT VALLEY MAPPING
HIV Laboratory Mapping Matrix
County | District | Central site | Referral sites |  | Distance* (KM) |  |  | Type |  |  | Total patient load | EQUIPMENTS (PLACED AND PROPOSED) | [9 empty] | Hematology (FBC) equipment |  |  |  |  | Existing clinical chemistry equipment | [6 empty] | Placements
|  |  |  | Site Code |  | Site Code | Distance to Central Site (KM) |  | Total Patients on Treatment | Total Patients on Care |  | CD4 Equipment | CD4 Proposed placement | Hematology (FBC) Equipment | Hematology proposed placement | Chemistry Equipment | Chemistry proposed placement | BD Facs Calibur | BD Facs Count | Partech Cyflow | Proposed Placement | Nihon Kodhen Celltac F |  | Beckman Coulter Ac·T |  | Sysmex | Eurolyser | Bio-system |  | Metrolab | Humalyzer | Humastar 180 | Jr | Summary of assessment if applicable and other comments | Status of placement if applicable (D=Delivered; I= Installed; T=Trained)
[22 empty] | 6400 | 8222 | Diff II | CP 5 |  |  | BTS 330/370 | BTS 310/305 |  | 2000/3000 |  |  |  | D | I | T
2188
Rift Valley | Baringo | Kabarnet District Hospital | 3 | [7 empty] | 1419 | Partec Cyflow |  | NK Celltac F 6400 |  | BTS 330/370
[20 empty] | X |  | X | [5 empty] | X
| Baringo |  | Kapkures Dispensary |  | 136 |  |  | MoH |  |  | 89
| Baringo |  | Marigat Sub District Hospital |  | 146 |  |  | MoH |  |  | 414
| Baringo |  | Sacho school Dispensary |  | 102 |  |  | MoH |  |  | 266
|  | Longisa District Hospital | 12 | [7 empty] | 108
| Bomet | [6 empty] | MoH |  |  |  | BD Facs Count |  | Sysmex |  | BTS 310/305 |  | 0 | 0 | 1 | 0 | 1 | 0 | 0 | 0 | 0 | 0 | 1 | 0 | 0 | 0 | 0 | 0
| Bomet |  | Bomet Health Centre |  | 14.2 |  |  | MoH | [10 empty] | X | [6 empty] | X |  |  | X
| Bomet |  | Irwaga Health Centre |  |  |  |  | MoH
| Bomet |  | Kapkoros Health Centre |  | 33 |  |  | MoH
| Bomet |  | Olbutyo Health Centre |  |  |  |  | MoH
| Bomet |  | Olokyin Health Centre |  |  |  |  | MoH
| Bomet |  | Sigor Sub District Hospital |  |  |  |  | MoH
| Bomet |  | Siongiroi Health Centre |  | 44.6 |  |  | MoH
| Bomet |  | Tegat Health Centre |  |  |  |  | MoH
| Sotik |  | Kaplong Hospital |  |  |  |  | FBO |  |  | 108 |  |  | Sysmex |  | Humalyzer 2000/3000
| Sotik |  | Gelegele Dispensary |  |  |  |  | MoH | [17 empty] | X |  |  |  |  | X
| Sotik |  | Kipsoni Health Centre |  |  |  |  | MoH
| Sotik |  | Ndanai Health Centre |  | 54.2 |  |  | MoH
| Sotik |  | Sotik Health Centre |  |  |  |  | MoH
Rift Valley | Bomet | Tenwek Mission Hospital | 1 |  |  |  |  | FBO |  |  | 21 | BD Facs Count |  | Sysmex |  | BTS 310/305 |  | 0 | 1 | 0 | 0 | 0 | 0 | 0 | 0 | 2 | 0 | 0 | 1 | 0 | 1 | 0 | 0
| Bomet |  | Kaboson Health Centre |  |  |  |  | FBO | [10 empty] | X | [6 empty] | X |  |  | X
|  | Kapkatet District Hospital | 7 | [7 empty] | 2039
Rift Valley | Buret | [6 empty] | MoH |  |  |  | BD Facs Count |  | Sysmex |  |  |  | 0 | 1 | 0 | 0 | 0 | 0 | 0 | 0 | 1 | 0 | 0 | 1 | 0 | 0 | 0 | 0
| Buret |  | Chebangang Health Centre |  |  |  |  | MoH | [10 empty] | X | [6 empty] | X
| Buret |  | Chemosot Health Centre |  | 18.9 |  |  | MoH |  |  | 896
| Buret |  | Koiwa Health Centre |  |  |  |  | MoH
| Buret |  | Litein mission hospital |  |  |  |  | MoH
| Buret |  | Mogogosiek Health Centre |  |  |  |  | MoH | [13 empty] | X |  |  |  | X |  | X
| Buret |  | MonirreMedical Centre |  |  |  |  | MoH |  |  | 1143
| Buret |  | Roret Health Centre |  |  |  |  | MoH
| Eldoret East | Moi Teaching and Referral Hospital | 20 | [7 empty] | 61416
[8 empty] | MoH |  |  | 47963 | BD Facs Calibur |  | Sysmex |  | BTS 310/305 |  | 0 | 1 | 0 | 0 | 1 | 0 | 0 | 0 | 2 | 0 | 1 | 0 | 0 | 0 | 0 | 0
North Rift | [17 empty] | X | [7 empty] | X |  |  | X
| Eldoret East |  | Burnt Forest RHDC (Eldoret East) |  | 39.8 |  |  | MoH |  |  | 3120
| Eldoret East |  | Chepsaita Dispensary |  | 54.4 |  |  | MoH |  |  | 52
| Eldoret East |  | GK Prisons Dispensary (Eldoret East) |  | 2.1 |  |  | MoH |  |  | 73
| Eldoret East |  | Moiben Health Centre |  | 38.8 |  |  | MoH |  |  | 51
| Eldoret East |  | Regional Blood tranfusion Centre |  |  |  |  | PAR | [5 empty] | NK Celltac F 6400 | [7 empty] | X
| Eldoret East |  | Uasin Gishu District Hospital |  | 2 |  |  | MoH |  |  | 985 |  |  | NK Celltac F 6400 |  | BTS 330/370 | [5 empty] | X | [5 empty] | X
| Eldoret West |  | Huruma Sub-District Hospital |  | 5 |  |  | MoH |  |  | 122
| Eldoret West |  | Moi's Bridge Health Centre |  | 48.9 |  |  | MoH |  |  | 317
| Eldoret West |  | Soy Health Centre |  | 23.4 |  |  | MoH |  |  | 115
| Eldoret West |  | Turbo Health Centre |  | 34.1 |  |  | MoH |  |  | 5173
| Eldoret West |  | Ziwa Sub-District Hospital |  | 42.2 |  |  | MoH |  |  | 474
| Keiyo |  | Iten District Hospital |  | 34.4 |  |  | MoH |  |  | 1122
| Marakwet |  | Chebiemit District Hospital |  |  |  |  | MoH |  |  | 256
| Marakwet |  | Kapcherop Health Centre |  |  |  |  | MoH
| Marakwet |  | Kapsowar (AIC) Hospital |  |  |  |  | FBO
| Marakwet |  | Tot Sub-District Hospital |  |  |  |  | MoH |  |  | 95
| Wareng |  | GK Prisons Dispensary (Ngeria) |  | 17.1 |  |  | MoH |  |  | 7
| Wareng |  | Moi University Health Centre |  | 28.9 |  |  | MoH |  |  | 12
| Wareng |  | Pioneer Health Centre |  | 2 |  |  | LA |  |  | 118
| West Pokot |  | Kapenguria District Hospital |  |  |  |  | MoH |  |  | 1361 |  |  | NK Celltac F 6400 |  | BTS 330/370 | [5 empty] | X | [5 empty] | X
| Kajiado | Beacon of Hope Clinic | 3 | [7 empty] | 481
[8 empty] | NGO |  |  | 377 | Partec Cyflow | [5 empty] | 1 | 0 | 0 | 0 | 3 | 0 | 0 | 0 | 1 | 0 | 2 | 1 | 0 | 0 | 0 | 0
| Kajiado |  | Drop Inn Ray Clinic |  |  |  |  | NGO | [11 empty] | X
| Kajiado |  | Kajiado AIC Dispensary |  |  |  |  | FBO
| Kajiado |  | Magadi Hospital |  |  |  |  | PRI |  |  | 104
| Kajiado | Kajiado District Hospital | 7 | [7 empty] | 1742 | [6 empty] | 0 | 0 | 1 | 0 | 0 | 0 | 0 | 0 | 0 | 0 | 0 | 0 | 0 | 0 | 0 | 0
Rift Valley | [7 empty] | MoH |  |  | 302 | Partec Cyflow |  |  |  | Humalyzer 2000/3000 |  |  |  | X | [10 empty] | X
| Kajiado |  | Bissel Health Centre |  | 218 |  |  | MoH |  |  | 11
| Kajiado |  | Isinya Health Centre |  |  |  |  | MoH
| Kajiado |  | Kitengela Health Centre |  | 35.3 |  |  | MoH |  |  | 129
| Kajiado |  | Namanga Health Centre |  | 125 |  |  | MoH |  |  | 47
| Kajiado |  | Ngong Sub District Hospital |  | 22.1 |  |  | MoH |  |  | 1125
| Kajiado |  | Ongata Rongai Health Centre |  | 17.8 |  |  | MoH |  |  | 122
| Kajiado |  | Simba Health Centre |  | 127 |  |  | MoH |  |  | 6
|  | Kericho District Hospital | 7 | [7 empty] | 3040 |  |  | Sysmex
| Kericho | [6 empty] | MoH |  |  | 3040 | BD Facs Count |  | NK Celltac F 6400 |  | BTS 310/305 |  | 0 | 0 | 1 | 0 | 0 | 0 | 0 | 0 | 0 | 0 | 0 | 0 | 0 | 1 | 0 | 0
| Kericho |  | Ainamoi Health Centre |  |  |  |  | MoH | [10 empty] | X |  |  | X |  |  |  | X |  |  | X |  |  |  |  | Proposed for Facs Calibur.Site to be reviewed at later date. Supported by WRP to process excess CD4 samples
| Kericho |  | Chepkemel Health Centre |  |  |  |  | MoH
| Kericho |  | Kabianga Health Centre |  |  |  |  | MoH
| Kericho |  | Sigowet Health Centre |  |  |  |  | MoH
| Kericho |  | Sosiot Health Centre |  |  |  |  | MoH
| Kipkelion |  | Londiani District Hospital |  |  |  |  | MoH | [5 empty] | NK Celltac F 6400 |  | BTS 330/370
| Kipkelion |  | Forttenana Sub District Hospital |  |  |  |  | MoH | [13 empty] | X |  |  |  | X |  | X
| Kipkelion |  | Kipkelion Sub Hospital |  |  |  |  | MoH
| Kericho | Walter Reed Project, Kericho | [15 empty] | 0 | 1 | 0 | 0 | 2 | 0 | 0 | 0 | 2 | 0 | 1 | 1 | 0 | 0 | 0 | 0
Rift Valley | [7 empty] | PRI |  |  | 11143 | BD Facs Calibur | [5 empty] | X
| Lakipia | Nanyuki District Hospital | 13 | [7 empty] | 1344 | [6 empty] | 1 | 0 | 0 | 0 | 0 | 0 | 0 | 0 | 0 | 0 | 0 | 0 | 0 | 0 | 0 | 0
Rift Valley | [7 empty] | MoH |  |  | 1344 | BD Facs Count |  | NK Celltac F 6400 |  | BTS 330/370 |  |  |  |  | X | X | [5 empty] | X | [5 empty] | Eligible for Facs Count. Proposed placement in March 2011CD4 volumes= 140 per month. Currently networked to Meru DH. Places 1/3/2011 | √ | √ | √
| Laikipia East |  | GK Prisons Dispensary (Laikipia East) |  |  |  |  | MoH
| Laikipia East |  | Kalalu Dispensary |  |  |  |  | MoH
| Laikipia East |  | Lamuria Dispensary (Laikipia East) |  |  |  |  | MoH
| Laikipia East |  | Marura Dispensary |  |  |  |  | MoH
| Laikipia East |  | Matanya Dispensary |  |  |  |  | MoH
| Laikipia East |  | Muramati Dispensary |  |  |  |  | MoH
| Laikipia East |  | Mwituria Dispensary |  |  |  |  | MoH
| Laikipia East |  | Ngobit Dispensary |  |  |  |  | MoH
| Laikipia East |  | Olpajeta Dispensary |  |  |  |  | MoH
| Laikipia East |  | Sweet Waters Dispensary |  |  |  |  | MoH
| Laikipia East |  | Wiyumiririe Dispensary |  |  |  |  | MoH
| Laikipia North |  | Doldol Health Centre |  |  |  |  | MoH
| Laikipia North |  | Kimanjo Dispensary |  |  |  |  | MoH
| Laikipia East | Nanyuki Cottage Hospital | 4 | [14 empty] | 0 | 0 | 0 | 1 | 1 | 0 | 0 | 0 | 0 | 0 | 1 | 0 | 0 | 0 | 0 | 0
Rift Valley | [7 empty] | PRI |  |  |  | Partec Cyflow | [7 empty] | X
| Laikipia East |  | Huruma Health Centre |  |  |  |  | FBO
| Laikipia East |  | Mary immaculate Dispensary (Lakipia East) |  |  |  |  | FBO
| Laikipia East |  | Nanyuki Maternity and Nursing Home |  |  |  |  | PRI
| Laikipia East |  | St Joseph Catholic Dispensary |  |  |  |  | FBO
0
Rift Valley | Loitoktok | Loitoktok District Hospital | 3 |  |  |  |  | MoH |  |  | 607 | [9 empty] | X | [12 empty] | CD4 volumes= 30. Need chem and hem equipment first.
| Loitoktok |  | Entarara Health Centre |  |  |  |  | MoH
| Loitoktok |  | Kimana Health Centre |  |  |  |  | MoH
| Loitoktok |  | Namelok Dispensary |  |  |  |  | MoH
[11 empty] | 1974 | [6 empty] | 0 | 0 | 0 | 1 | 0 | 0 | 0 | 0 | 0 | 0 | 0 | 0 | 0 | 0 | 0 | 0
Rift Valley | Molo | Molo District Hospital | 8 |  |  |  |  | MoH |  |  | 1002 | Partec Cyflow |  | NK Celltac F 6400 |  | BTS 330/370 |  |  |  | X |  | X | [5 empty] | X
| Molo |  | Elburgon Sub-District Hospital |  |  |  |  | MoH |  |  | 357
| Molo |  | Keringet Health Centre (Molo) |  |  |  |  | MoH
| Molo |  | Kiamberiria Dispensary CDF |  |  |  |  | MoH
| Molo |  | Kiptororo Dispensary CDF |  |  |  |  | MoH
| Molo |  | Njoro Health Centre |  |  |  |  | MoH |  |  | 476
| Molo |  | Olenguruone Sub-District Hospital |  |  |  |  | MoH |  |  | 139
| Molo |  | Sairo Dispensary CDF |  |  |  |  | MoH
| Molo |  | Total Dispensary CDF |  |  |  |  | MoH
[11 empty] | 667 |  |  | Sysmex |  |  |  | 0 | 0 | 1 | 0 | 1 | 0 | 0 | 0 | 0 | 0 | 1 | 0 | 0 | 0 | 0 | 0
Rift Valley | Naivasha | Naivasha District Hospital | 14 |  |  |  |  | MoH |  |  | 665 | BD Facs Count |  | NK Celltac F 6400 |  | BTS 330/370 |  |  | X |  |  | X |  |  |  | X |  | X
| Naivasha |  | Gatamaiyo Dispensary |  |  |  |  | MoH
| Naivasha |  | Home Grown Hospital |  |  |  |  | PRI
| Naivasha |  | Kinungi Dispensary |  |  |  |  | MoH
| Naivasha |  | Maela Health Centre |  |  |  |  | MoH
| Naivasha |  | Mai Mahiu Health centre |  |  |  |  | MoH |  |  | 2
| Naivasha |  | Nacoharg Medical Centre |  |  |  |  | NGO
| Naivasha |  | Naivasha Max Prison Health Centre |  |  |  |  | MoH
| Naivasha |  | Naivasha Medical Clinic | 15282 |  |  |  | FBO
| Naivasha |  | Namocha Dispensary |  |  |  |  | MoH
| Naivasha |  | Ngondi Dispensary |  |  |  |  | MoH
| Naivasha |  | Oserian Health Centre |  |  |  |  | PRI
| Naivasha |  | Rhein Valley Hospital |  |  |  |  | PRI
| Naivasha |  | Rocco Dispensary |  |  |  |  | MoH
| Naivasha |  | Sher Karuturi Hospital |  |  |  |  | PRI
[11 empty] | 1393 | [6 empty] | 0 | 1 | 0 | 0 | 1 | 0 | 0 | 0 | 1 | 0 | 1 | 0 | 0 | 0 | 0 | 0
Rift Valley | Naivasha | St Mary's Mission Hospital(elementaita) | 2 |  |  |  |  | FBO |  |  | 624 | Partec Cyflow | [7 empty] | X | [13 empty] | MoH facilities networked to Nakuru PGH
| Naivasha |  | Elementeita Dispensary |  |  |  |  | MoH
| Naivasha |  | Gilgil Sub-District Hospital |  |  |  |  | MoH |  |  | 769
[11 empty] | 102 | [6 empty] | 0 | 0 | 1 | 0 | 0 | 0 | 0 | 0 | 0 | 0 | 0 | 0 | 0 | 0 | 0 | 0
Rift Valley | Naivasha | Gilgil Regional Hospital | 1 |  |  |  |  | AMF |  |  | 102 | BD Facs Count |  |  |  | Humastar 180 |  |  | X
| Nakuru |  | 3KR Health Centre |  |  |  |  | AMF | [23 empty] | 180
| Nakuru | Nakuru Provincial General Hospital | 29 | [7 empty] | 7338 |  |  | Sysmex |  | BTS 330/370 |  | 0 | 1 | 0 | 0 | 0 | 0 | 0 | 0 | 0 | 0 | 0 | 0 | 0 | 0 | 1 | 0
Rift Valley | [7 empty] | MoH |  |  | 3861 | BD Facs Calibur |  | NK Celltac F 8222 |  | Eurolyser |  | X |  |  |  |  | X |  |  | X | X | X
| Nakuru Central |  | FITC Dispensary |  |  |  |  | MoH
| Nakuru Central |  | Gold Star Network |  |  |  |  | NGO |  |  | 289
| Nakuru Central |  | Kabarak Health Centre |  |  |  |  | MoH
| Nakuru Central |  | Kapkures Dispensary (Nakuru Central) |  |  |  |  | MoH
| Nakuru Central |  | Langa Langa Health Centre |  | 4.3 |  |  | LA |  |  | 160
| Nakuru Central |  | Mogotio RHDC |  | 37.6 |  |  | MoH |  |  | 66
| Nakuru Central |  | Nakuru West (PCEA) Health Centre |  | 2.9 |  |  | FBO |  |  | 66
| Nakuru Central |  | Prison Dispensary |  |  |  |  | MoH
| Nakuru Central |  | Rongai Health Centre |  |  |  |  | MoH
| Nakuru Central |  | Upper Solai Health Centre |  |  |  |  | MoH
| Nakuru North |  | Bahati District Hospital |  | 16.9 |  |  | MoH |  |  | 755
| Nakuru North |  | Dundori Health Centre |  | 23.5 |  |  | MoH |  |  | 23
| Nakuru North |  | Kabazi Health Centre |  | 29.7 |  |  | MoH |  |  | 2
| Nakuru North |  | Subukia Health Centre |  | 83.9 |  |  | MoH |  |  | 85
| Naivasha |  | Elementeita Dispensary |  |  |  |  | MoH
| Naivasha |  | Gilgil Sub-District Hospital |  |  |  |  | MoH |  |  | 492
| Narok | Narok District Hospital | [5 empty] | MoH |  |  | 816 | [10 empty] | X | [5 empty] | X
| Narok North |  | Enabelbel Health Centre |  | 31.7 |  |  | MoH |  |  | 15
| Narok North |  | Nairagie-Enkare Health Centre |  | 41 |  |  | MoH |  |  | 18
| Narok North |  | Narok District Hospital |  |  |  |  | MoH
| Narok North |  | Olokurto Health Centre |  |  |  |  | MoH |  |  | 6
| Narok North |  | Sakutiek Health Centre |  |  |  |  | MoH
| Narok South |  | CMF Aitong Health Centre |  |  |  |  | FBO
| Narok South |  | Ewaso Ngiro Health Centre |  |  |  |  | FBO |  |  | 393
| Narok South |  | Naikara Dispensary |  |  |  |  | FBO
| Narok South |  | Naroosura Health Centre |  |  |  |  | MoH
| Narok South |  | Ololulunga District Hospital |  | 26.4 |  |  | MoH |  |  | 6
| Narok South |  | Sogoo Health Centre |  |  |  |  | MoH |  |  | 4
| Koibatek |  | Eldama Ravine District Hosptal |  | 60.4 |  |  | MoH |  |  | 281 | [10 empty] | X
|  | Kapsabet District Hospital | 14 | [7 empty] | 11084
Rift Valley | Nandi | [6 empty] | MoH |  |  | 715 | BD Facs Count |  |  |  | BTS 310/305 |  | 1 | 0 | 0 | 0 | 2 | 1 | 0 | 0 | 1 | 1 | 2 | 0 | 0 | 0 | 0 | 0
| Nandi Central |  | Kapkangani Health Centre |  |  |  |  | MoH | [10 empty] | X | [9 empty] | X
| Nandi Central |  | Kapsabet District Hospital |  |  |  |  | MoH
| Nandi Central |  | Kilibwoni Dispensary |  |  |  |  | MoH
| Nandi Central |  | Terige Dispensary (CDF) |  |  |  |  | MoH
| Nandi East |  | Nandi Hills District Hospital |  |  |  |  | MoH |  |  | 776
| Nandi East |  | Sochoi Dispensary |  | 34.7 |  |  | MoH |  |  | 1536
| Nandi North |  | Chepkoiyo Dispensary |  |  |  |  | MoH
| Nandi North |  | Chepterwai Sub-District Hospital |  |  |  |  | MoH
| Nandi North |  | Kapkagaron Dispensary |  |  |  |  | MoH
| Nandi North |  | Mosoriot Rural Health Training Centre |  | 31.4 |  |  | MoH |  |  | 5188
| Nandi South |  | Kaptumo Sub District Hospital |  | 50.3 |  |  | MoH |  |  | 1312
| Nandi South |  | Kemeloi Health Centre |  | 44.7 |  |  | MoH |  |  | 710
| Tinderet |  | Meteitei Sub District Hospital |  |  |  |  | MoH |  |  | 669
| Tinderet |  | Sobar river Health Centre |  | 25 |  |  | MoH |  |  | 893
| Samburu | Maralal Hospital | 5 | [7 empty] | 376 | [6 empty] | 0 | 1 | 0 | 0 | 0 | 0 | 0 | 0 | 0 | 0 | 0 | 1 | 0 | 0 | 0 | 0
Rift Valley | [7 empty] | MoH |  |  | 304 | Partec Cyflow | [7 empty] | X
| Samburu Central |  | Kisima Dispensary |  |  |  |  | MoH
| Samburu Central |  | Suguta Marmar Health Centre |  |  |  |  | MoH
| Samburu East |  | Wamba Mission Hospital |  |  |  |  | FBO |  |  | 44
| Samburu North |  | Baragoi District Hospital |  |  |  |  | MoH |  |  | 28
| Samburu North |  | South Horr Dispensary |  |  |  |  | MoH
| Trans Mara | Trans Mara (Kilgoris) District Hospital | 3 | [7 empty] | 727 | [6 empty] | 0 | 0 | 1 | 0 | 0 | 0 | 0 | 0 | 0 | 0 | 0 | 0 | 0 | 0 | 0 | 0
Rift Valley | [7 empty] | MoH |  |  |  | BD Facs Count |  | Sysmex |  |  |  |  | X | [6 empty] | X
| Trans Mara |  | Enosaen Health Centre |  |  |  |  | MoH
| Trans Mara |  | Lolgorian Sub District Hospital |  |  |  |  | MoH
| Trans Mara |  | Kurankurik dispensary |  |  |  |  | MoH |  |  | 727
| Trans Nzoia West | Kitale District Hospital | 9 | [8 empty] | BD Facs Calibur |  | Beckman Coulter Ac·T Diff II |  | Jr |  | 0 | 1 | 0 | 0 | 0 | 0 | 0 | 0 | 1 | 0 | 0 | 0 | 0 | 0 | 0 | 0
Rift Valley |  |  |  |  | 71.4 |  |  | MoH |  |  | 9804 | BD Facs Count |  | NK Celltac F 8222 |  | Eurolyser |  |  | X |  |  |  | X | X |  |  | X | [5 empty] | X
| Trans Nzoia East |  | Kapsara District Hospital |  | 81.2 |  |  | MoH |  |  | 501
| Trans Nzoia East |  | Sinoko Medical Clinic |  | 52.8 |  |  | MoH |  |  | 58
| Trans Nzoia West |  | Bikeke Health Centre |  |  |  |  | MoH
| Trans Nzoia West |  | Bondeni Dispensary (Trans Nzoia West) |  |  |  |  | MoH
| Trans Nzoia West |  | GK Prison Dispensary (Kitale) |  | 71.9 |  |  | MoH |  |  | 19
| Trans Nzoia West |  | Kiminini Cottage Hospital |  |  |  |  | FBO
| Trans Nzoia West |  | Kiminini Health Centre |  |  |  |  | MoH
| Trans Nzoia West |  | Matuanda Dispensary |  |  |  |  | MoH
| Trans Nzoia West |  | Saboti Sub-District Hospital |  | 90.8 |  |  | MoH |  |  | 112
| Turkana Central | Lodwar District Hospital | 8 | [7 empty] | 792 | [6 empty] | 0 | 1 | 0 | 0 | 0 | 1 | 1 | 0 | 0 | 1 | 0 | 0 | 0 | 0 | 0 | 1
Rift Valley | [7 empty] | MoH |  |  | 682 | BD Facs Count | [6 empty] | X |  |  | X | [5 empty] | X
| Turkana Central |  | Diocese of Lodwar |  |  |  |  | FBO |  |  | 58
| Turkana Central |  | Lorugum Health Centre |  |  |  |  | FBO
| Turkana Central |  | Nadapal Primary Health Care Programme |  |  |  |  | FBO
| Turkana Central |  | Namoruputh (PAG) Dispensary |  |  |  |  | FBO
| Turkana Central |  | St Catherine's Napetet Dispensary |  |  |  |  | FBO
| Turkana Central |  | St Mary's Kalokol Primary Health Care Prog |  |  |  |  | FBO |  |  | 52
| Turkana Central |  | St Monica's Nakwamekwi Dispensary |  |  |  |  | FBO
| Turkana Central |  | St Patrick's Kanamkemer Dispensary |  |  |  |  | FBO
| Turkana North | Kakuma Mission Hospital | 10 | [7 empty] | 500 | [6 empty] | 0 | 1 | 0 | 0 | 1 | 0 | 0 | 0 | 0 | 0 | 1 | 0 | 0 | 0 | 0 | 0
Rift Valley | [7 empty] | FBO |  |  | 214 | BD Facs Count | [6 empty] | X
| Turkana North |  | IRC Kakuma Hospital |  |  |  |  | FBO |  |  | 137
| Turkana North |  | Kataboi Dispensary |  |  |  |  | FBO
| Turkana North |  | Lokichogio (AIC) Health Centre |  |  |  |  | FBO |  |  | 149 | Partec Cyflow | [7 empty] | X
| Turkana North |  | Lowarengak Dispensary |  |  |  |  | FBO
| Turkana South |  | Nariokotome Dispensary |  |  |  |  | FBO
| Turkana South |  | Kapedo Sub-District Hospital |  |  |  |  | MoH
| Turkana South |  | Lokichar (RCEA) Health Centre |  |  |  |  | FBO
| Turkana South |  | Lokori (AIC) Health Centre |  |  |  |  | FBO
| Turkana South |  | Lokori Primary Health Care Programme |  |  |  |  | FBO
| Turkana South |  | Nakwamoru Health Centre |  |  |  |  | FBO
[18 empty] | 0 | 1 | 1 | 0 | 0 | 0 | 0 | 0 | 0 | 0 | 0 | 0 | 0 | 0 | 0 | 0

## WESTERN MAPPING
HIV Laboratory Mapping Matrix
County | District | Central site | Referral sites |  | Distance* (KM) | Type |  |  | Total patient load | ~CD4 tests per month | EQUIPMENTS (PLACED AND PROPOSED) | [9 empty] | Hematology (FBC) equipment |  |  |  |  | Existing clinical chemistry equipment | [6 empty] | Placements
|  |  |  | Site Code |  |  | Total Patients on Treatment | Total Patients on Care |  |  | CD4 Equipment | CD4 Proposed placement | Hematology (FBC) Equipment | Hematology proposed placement | Chemistry Equipment | Chemistry proposed placement | BD Facs Calibur | BD Facs Count | Partech Cyflow | Proposed Placement | Nihon Kodhen Celltac F |  | Beckman Coulter Ac·T |  | Sysmex | Eurolyser | Bio-system |  | Metrolab | Humalyzer | Humastar 180 | Jr | Summary of assessment if applicable and other comments | Status of placement if applicable (D=Delivered; I= Installed; T=Trained)
[21 empty] | 6400 | 8222 | Diff II | CP 5 |  |  | BTS 330/370 | BTS 310/305 |  | 2000/3000 |  |  |  | D | I | T
|  | Bungoma District Hospital | [6 empty] | 12227 |  |  |  | Beckman Coulter Ac·T Diff II |  |  | BTS 310/305
Western | Bungoma South |  | 27 |  |  | MoH |  |  | 2868 |  | BD Facs Count |  | NK Celltac F 8222 |  |  | Eurolyser |  | X |  |  |  | X | X |  |  | X |  | X
| Bungoma South |  | Bumula Health Centre |  |  | MoH
| Bungoma South |  | Kibabii Health Centre |  |  | FBO
| Bungoma South |  | Kibuke Dispensary |  |  | MoH
| Bungoma South |  | Kimaeti Dispensary |  |  | MoH
| Bungoma South |  | Mechimeru Dispensary |  |  | MoH
| Bungoma South |  | St Damiano Nursing Home |  | 20.2 | FBO |  |  | 215
| Bungoma West |  | Chwele District Hospital |  |  | MoH
| Bungoma West |  | Chwele Friends Dispensary |  |  | FBO
| Bungoma West |  | Kabuchai Health Centre |  | 11.7 | MoH |  |  | 28
| Bungoma West |  | Malakisi Health Centre |  | 27.6 | MoH |  |  | 162
| Bungoma West |  | Sirisia Hospital |  | 30.9 | MoH |  |  | 15
| Mumias |  | Mumias Sub-District Hospital (Matungu) |  |  | MoH |  |  | 944 |  |  |  | NK Celltac F 6400 |  |  | BTS 330/370 |  |  |  |  | X | [5 empty] | X
| Mumias |  | Bukaya Health Centre |  | 13.6 | MoH |  |  | 198
| Mumias |  | Mumias Dispensary |  |  | MoH
| Mumias |  | Mung'ung'u Dispensary |  |  | MoH
| Mumias |  | Khalaba Health Centre |  | 33.8 | MoH |  |  | 125
| Bungoma East |  | Webuye District Hospital |  | 88.8 | MoH |  |  | 5849 |  |  |  | NK Celltac F 6400 | [7 empty] | 6400
| Bungoma East |  | Bokoli Hospital |  | 90.9 | MoH |  |  | 272
| Bungoma East |  | Kayaya Dispensary |  |  | MoH
| Bungoma East |  | Khalumuli Dispensary |  |  | MoH
| Bungoma East |  | Lugulu Hospital |  |  | MoH |  |  | 1380
| Bungoma East |  | Lukusi Dispensary |  |  | OPI
| Bungoma East |  | Mahanga Dispensary |  |  | OPI
| Bungoma East |  | Matulo Dispensary |  |  | OPI
| Bungoma East |  | Mihuu Dispensary |  | 98.7 | MoH |  |  | 30
| Bungoma East |  | Milo Health Centre |  | 82.1 | MoH |  |  | 141
| Bungoma East |  | Ngwelo Dispensary |  |  | OPI
[9 empty] | 3832 | [7 empty] | 0 | 1 | 0 | 0 | 2 | 1 | 1 | 0 | 0 | 1 | 1 | 1 | 0 | 0 | 0 | 0
Western | Bungoma North | Kimilili District hospital | 13 |  |  | MoH |  |  | 368 |  | BD Facs Count |  | NK Celltac F 6400 |  |  | BTS 330/370 |  | X |  |  | X | [5 empty] | X
| Bungoma North |  | Karima Dispensary |  | 20.6 | MoH
| Bungoma North |  | Makhonge Dispensary |  | 20.3 | MoH
| Bungoma North |  | Makutano Dispensary |  | 48.3 | MoH |  |  | 7
| Bungoma North |  | Naitiri Health Centre |  |  | MoH |  |  | 1742
| Bungoma North |  | Ndalu Health Centre |  | 43.6 | MoH |  |  | 125
| Mt. Elgon |  | Chepkube Dispensary |  | 100 | MoH |  |  | 240
| Mt. Elgon |  | Cheptais Health Centre |  |  | MoH |  |  | 310
| Mt. Elgon |  | Chesikaki Dispensary |  |  | MoH |  |  | 53
| Mt. Elgon |  | Kaborom Dispensary |  |  | MoH |  |  | 110
| Mt. Elgon |  | Kaptama (Friends) Dispensary |  |  | FBO
| Mt. Elgon |  | Kubura Dispensary |  |  | MoH
| Mt. Elgon |  | Mt Elgon District Hospital |  |  | MoH |  |  | 877
| Mt. Elgon |  | Ruanda Dispensary |  |  | MoH
|  | Busia District Hospital- AMPATH | 10 | [13 empty] | 0 | 1 | 0 | 0 | 1 | 0 | 0 | 0 | 0 | 0 | 1 | 0 | 0 | 0 | 0 | 0
| Busia | [7 empty] | 4227 |  | BD Facs Count
Western | [5 empty] | MoH |  |  | 393 |  | BD Facs Calibur |  | Sysmex |  |  | BTS 310/305 | X | X | [6 empty] | X |  |  | X
| Bunyala |  | Mukhobola Health Centre |  | 80.7 | MoH |  |  | 892
| Bunyala |  | Port Victoria Hospital |  |  | MoH
| Busia |  | Bumala A Health Centre |  | 50.9 | MoH |  |  | 1005
| Busia |  | Bumala B Health Centre |  | 50.9 | MoH |  |  | 16
| Busia |  | Busia Prison |  | 1.3 | MoH |  |  | 48
| Busia |  | Butual Health Centre |  |  | MoH
| Busia |  | Khunyangu |  |  | MoH |  |  | 805
| Busia |  | Malanga Dispensary |  | 42.8 | MoH |  |  | 146
| Busia |  | Matayos Helath Centre |  |  | MoH | [6 empty] | NK Celltac F 6400 |  |  | BTS 330/370 |  |  |  |  | X | [5 empty] | X
| Busia |  | Nambale Health Centre |  | 19 | MoH |  |  | 922
|  | Butere District Hospital | 17 | [5 empty] | 3134 |  |  |  | Sysmex |  |  |  | 1 | 1 | 0 | 0 | 1 | 0 | 0 | 0 | 1 | 0 | 1 | 1 | 0 | 0 | 0 | 0
Western | Butere |  |  |  |  | MoH |  |  | 2059 |  | BD Facs Count |  | NK Celltac F 6400 |  |  | BTS 330/370 |  | X |  |  | X |  |  |  | X |  | X
| Butere |  | Apostles Clinic |  |  | FBO
| Butere |  | Elwangale Dispensary |  |  | MoH
| Butere |  | Shinutsa Dispensary |  | 24.4 | MoH |  |  | 40
| Butere |  | Manyala Sub District Hospital |  | 8.2 | MoH |  |  | 610
| Butere |  | Masaba Mission Hospital |  |  | MoH
| Butere |  | Muhaka Dispensary |  | 26.6 | MoH |  |  | 189
| Butere |  | Mundoli Health Centre |  |  | MoH
| Butere |  | Mutsesta Dispensary |  |  | MoH
| Butere |  | Mwihila Mission Hospital |  |  | FBO
| Butere |  | Shikunga Health Centre |  |  | MoH
| Butere |  | Shimkoko Dispensary |  |  | MoH
| Butere |  | Shiraha Health Centre |  | 12.7 | MoH |  |  | 139
| Butere |  | Shisaba Dispensary |  |  | MoH
| Butere |  | Shitsitswi Health Centre |  |  | MoH
| Mumias |  | Lusheya Health Centre |  |  | MoH
| Mumias |  | Khaunga Dispensary |  |  | MoH
| Mumias |  | Bungasi Health Centre |  | 16.3 | MoH |  |  | 97
[13 empty] | Sysmex |  |  | Eurolyser
| Kakamega Central | Kakamega Provincial General Hospital | [6 empty] | 7939 |  |  |  | NK Celltac F 8222 |  |  | BTS 330/370 | 0 | 1 | 0 | 0 | 1 | 0 | 0 | 0 | 1 | 0 | 1 | 0 | 0 | 0 | 0 | 0
Western |  |  | 25 |  |  | MoH |  |  | 5970 |  | BD Facs Count | BD Facs Calibur | NK Celltac F 6400 |  |  | Metrolab |  | X |  | Calibur | X | X |  |  | X | X | X |  | X |  |  |  | CD4 volumes= 753 per month. Provincial hospital. Eligible for upgrade to Facs Calibur. Proposed for Jul 2011
| Kakmega Central |  | Bukura Health centre |  | 21.1 | MoH |  |  | 248
| Kakmega Central |  | Bushiri Health Centre |  | 15.1 | MoH |  |  | 59
| Kakemga Central |  | GK Prisons Dispensary (Kakemega Central) |  |  | MoH
| Kakmega Central |  | Lutaso Dispensary |  |  | MoH
| Kakmega Central |  | Nabongo Dispensary |  |  | MoH
| Kakemga Central |  | Navakholo Sub District hospital |  | 22.3 | MoH |  |  | 182
| Kakemga East |  | Ileho Health Cente |  |  | MoH
| Kakemga East |  | Kakamega Forest Dispensary |  |  | MoH
| Kakamega East |  | Kambiri Health Centre |  | 24.2 | MoH |  |  | 128
| Kakamega East |  | Shamakhubu Health Centre |  | 5.9 | MoH |  |  | 13
| Kakamega East |  | Shikusa Health Centre |  |  | MoH
| Kakamega East |  | Shikusi Dispensary |  |  | MoH
| Kakamega North |  | Kuvasali Dispensary |  |  | MoH
| Kakamega North |  | Malava Sub District Hospital |  | 26.4 | MoH |  |  | 755 |  | Partec Cyflow
| Kakamega North |  | Muting'ongo Dispensary |  |  | MoH
| Kakamega North |  | Namaraga Dispensary |  |  | MoH
| Kakamega North |  | Shamberere Dispensary |  |  | MoH
| Kakemga North |  | Shihome dispensary |  | 18.5 | MoH |  |  | 52
| Kakemga North |  | Shivanga Dispensary |  |  | MoH
| Mumias |  | Makunga RHDC |  |  | MoH
| Kakamega South |  | Iguhu Distirct Hospital |  | 14.9 | MoH |  |  | 332
| Kakamega South |  | Kilingili Health Centre |  | 29 | MoH |  |  | 134
| Kakamega South |  | Savane Dispensary |  |  | MoH
| Kakamega South |  | Shiseso Health Centre |  |  | MoH
| Kakamega South |  | Shibwe Health Centre |  | 16.4 | MoH |  |  | 66
| Kakamega | St Elizabeth Mukumu | 6 | [5 empty] | 1337 | [7 empty] | 0 | 1 | 0 | 1 | 1 | 1 | 0 | 0 | 1 | 1 | 1 | 0 | 1 | 0 | 0 | 0
Western | [5 empty] | FBO |  |  | 1199 |  | Partec Cyflow | [7 empty] | X
| Kakemga East |  | Jesus the Healer Clinic |  |  | FBO
| Kakamega East |  | Mahatma Gandi Health Centre |  |  | FBO
| Kakamega East |  | St. Phillips Mukomari |  |  | FBO
| Kakamega South |  | Eregi Mission Health Centre |  | 21 | FBO |  |  | 14
|  |  | St Elizabeth(Forest Dispens) |  |  | FBO |  |  | 58
|  |  | St Elizabeth(Musoli dispens) |  |  | FBO |  |  | 66
| Lugari | Lugari/ Lumakanda District Hospital | 7 | [5 empty] | 2023 | [7 empty] | 0 | 0 | 1 | 0 | 0 | 0 | 0 | 0 | 0 | 0 | 0 | 0 | 0 | 0 | 0 | 0
Western | [5 empty] | MoH |  |  | 1132 |  | BD Facs Count |  | Sysmex |  |  | Humalyzer 2000/3000 |  | X | [6 empty] | X |  |  |  |  | X
| Lugari |  | Kongoni Health Centre |  |  | MoH
| Lugari |  | Likuyani Sub District Hospital |  |  | MoH |  |  | 124
| Lugari |  | Lwandeti Dispensary |  |  | MoH
| Lugari |  | Mabusi Health Centre |  |  | MoH |  |  | 225
| Lugari |  | Marakusi Dispensary |  |  | MoH
| Lugari |  | Matete Health Centre |  | 26.7 | MoH |  |  | 204
| Lugari |  | Mautuma Sub-District Hospital |  | 55.5 | MoH |  |  | 338
| Mumias | St Mary's Mission Hospital | 13 | [5 empty] | 3255 | [7 empty] | 0 | 1 | 0 | 0 | 0 | 0 | 0 | 0 | 1 | 0 | 0 | 0 | 0 | 1 | 0 | 0
Western | [5 empty] | FBO |  |  | 1891 |  | BD Facs Count | [6 empty] | X | [14 empty] | MoH facilities networked to either Bungoma DH, Butere DH or Kakamega PGH. Review FBO- MoH proposed networks with FBO site
| Mumias |  | Ahmadiya Hospital |  |  | FBO
| Mumias |  | Bukaya Health Centre |  | 13.6 | MoH |  |  | 198
| Mumias |  | Bungasi Health Centre |  | 16.3 | MoH |  |  | 97
| Mumias |  | Jamia Medical Centre |  |  | FBO
| Mumias |  | Khaunga Dispensary |  |  | MoH
| Mumias |  | Lusheya Health Centre |  |  | MoH
| Mumias |  | Makunga RHDC |  |  | MoH
| Mumias |  | Mumias Dispensary |  |  | MoH
| Mumias |  | Mung'ung'u Dispensary |  |  | MoH
| Mumias |  | Musanda (ACK) Clinic |  |  | FBO
| Mumias |  | Shianda Baptist Clinic |  |  | FBO
| Mumias |  | Mumias Sub-District Hospital (Matungu) |  |  | MoH |  |  | 944 | [11 empty] | X | [5 empty] | X
| Mumias |  | Khalaba Health Centre |  | 33.8 | MoH |  |  | 125
| Mumias | Namasoli ACK Mission | [14 empty] | 0 | 1 | 0 | 0 | 1 | 0 | 0 | 0 | 0 | 0 | 1 | 0 | 0 | 0 | 0 | 0
Western | [5 empty] | FBO |  |  | 16 |  | Partec Cyflow | [7 empty] | X
| Teso | Alupe Sub District Hospital | 19 | [5 empty] | 3489 | [6 empty] | BTS 330/370 | 0 | 0 | 1 | 0 | 0 | 0 | 0 | 0 | 0 | 0 | 0 | 0 | 0 | 0 | 0 | 0
Western | [5 empty] | MoH |  |  | 811 |  | BD Facs Count |  | NK Celltac F 6400 |  |  | BTS 310/305 |  | X |  |  | X | [5 empty] | X | X
| Teso |  | Aboloi Dispensary |  | 53.2 | MoH
| Teso |  | Akichelesit Dispensary |  |  | MoH
| Teso |  | Amagoro Nursing Home |  |  | MoH
| Teso |  | Amase Dispensary |  |  | MoH
| Teso |  | Amukura Health Centre |  | 55.5 | MoH |  |  | 1561
| Teso |  | Amukura Mission Health Centre |  |  | MoH
| Teso |  | Angurai Health Centre |  | 67.4 | MoH |  |  | 486
| Teso |  | Apokor Dispensary |  |  | MoH
| Teso |  | Changara (GOK) Dispensary |  |  | MoH
| Teso |  | Changara Calvary Dispensary |  |  | MoH
| Teso |  | Chemasiri (ACK) Dispensary |  |  | MoH
| Teso |  | Kolanya Salvation Army Dispensary |  | 79.5 | MoH |  |  | 177
| Teso |  | Lukolis Dispensary |  | 15.9 | MoH |  |  | 454
| Teso |  | Malaba Dispensary |  | 24.2 | MoH
| Teso |  | Moding Health Centre |  | 47.9 | MoH
| Teso |  | Moru Karisa Dispensary |  | 6.5 | MoH
| Teso |  | Obekai Dispensary |  | 30.7 | MoH
| Teso |  | Ochude Dispensary |  |  | MoH
| Teso |  | St Mary Health Unit |  |  | MoH
| Vihiga | Vihiga District Hopital | 29 | [5 empty] | 6229 | [7 empty] | 0 | 1 | 0 | 0 | 1 | 0 | 0 | 0 | 0 | 0 | 1 | 1 | 0 | 0 | 0 | 0
Western | [5 empty] | MoH |  |  | 5092 |  | BD Facs Count |  | NK Celltac F 6400 |  |  | BTS 330/370 |  | X |  |  | X | [5 empty] | X | [5 empty] | Site had been earmarked for upgrade. CD4 volumes are too low to justify upgrade. Review at later date
| Vihiga |  | Bugamangi Dispensary |  |  | MoH
| Vihiga |  | Bugina Health Centre |  |  | MoH
| Vihiga |  | Enzaro Health Centre |  |  | MoH
| Vihiga |  | Givudimbuli Health Centre |  |  | MoH
| Vihiga |  | Iduku Dispensary |  |  | MoH
| Vihiga |  | Igago Dispensary |  |  | MoH
| Vihiga |  | Inyali Dispensary |  |  | MoH
| Vihiga |  | Kegondi Health Centre |  |  | MoH
| Vihiga |  | Lyanaginga Health Centre |  |  | MoH
| Vihiga |  | Mbale Rural Helath Training Centre |  |  | MoH
| Vihiga |  | Mulele Dispensary |  |  | MoH
| Vihiga |  | Munoywa Dispensary |  |  | MoH
| Vihiga |  | Nadanya Dispensary |  |  | MoH
| Vihiga |  | Sabatia Health Centre |  |  | MoH
| Vihiga |  | Vihiga Health Centre |  |  | MoH
| Emuhaya |  | Coptic Nursing and Maternity Home |  |  | FBO
| Emuhaya |  | Ekwanda Health Centre |  |  | MoH
| Emuhaya |  | Emuhaya Health Cemtre |  | 16.1 | MoH |  |  | 184
| Emuhaya |  | Esiarambatsi Health Centre |  | 9.2 | MoH |  |  | 27
| Emuhaya |  | Ipali Health Centre |  | 23.6 | MoH |  |  | 97
| Hamisi |  | Banja Health Centre |  |  | MoH
| Hamisi |  | Boyani Dispensary |  |  | FBO
| Hamisi |  | Buyangu Health Centre |  |  | FBO
| Hamisi |  | Hamisi Hospital |  | 25.4 | MoH |  |  | 235
| Hamisi |  | Kaimosi Hospital |  |  | MoH
| Hamisi |  | Nyagori Health Centre |  |  | MoH
| Hamisi |  | Sabatia Health Centre |  | 10.9 | MoH |  |  | 448
| Hamisi |  | Serem Health Centre |  | 21.5 | MoH |  |  | 54
| Hamisi |  | Tigoi Health Centre |  | 9.2 | MoH |  |  | 92
| Samia | Sio Port District Hospital | 3 | [5 empty] | 2781 | [7 empty] | 0 | 1 | 0 | 0 | 1 | 0 | 0 | 0 | 0 | 0 | 1 | 0 | 0 | 0 | 0 | 0
Western | [5 empty] | MoH |  |  | 1303 |  |  | BD Facs Count | [7 empty] | Count | [12 empty] | Review networks and potential volumes.Review at later date
| Samia |  | BUSIBWABO DISPENSARY |  | 40 | MoH |  |  | 534
| Samia |  | Nangina Dispensary |  |  | MoH
| Samia |  | Nangina Hospital |  |  | MoH |  |  | 944 |  | Partec Cyflow | [7 empty] | X
[17 empty] | 0 | 0 | 1 | 1 | 0 | 0 | 0 | 0 | 0 | 0 | 0 | 0 | 0 | 0 | 0 | 0

## Summary proposed CD4 placments
| PROVINCE | Patients Numbers | Type | FLOW CYTOMETRY |  |  |  | HEMATOLOGY (FBC) |  |  |  |  | Existing clinical chemistry equipment
|  |  |  | BD Facs Calibur | BD Facs Count | Partech Cyflow | Proposed placement | Nihon Kodhen Celltac F |  | Beckman Coulter Ac·T |  | Sysmex | Eurolyser | Bio-system BTS |  | Metrolab | Humalyzer | Humastar 180 | Jr
[8 empty] | 6400 | 8222 | Diff II | CP 5 |  |  | BTS 330/370 | BTS 310/305 |  | 2000/3000
1 | Central | 39342 | MOH | 0 | 10 | 0 | 6 | 15 | 2 | 3 | 2 | 0 | 2 | 1 | 4 | 5 | 3 | 0 | 4
|  |  | FBO | 0 | 3 | 6 | 0 | 4 | 0 | 0 | 0 | 0 | 0 | 0 | 0 | 2 | 7 | 1 | 1
2 | Coast | #REF! | MOH | 1 | 4 | 2 | 3 | 8 | 1 | 2 | 0 | 2 | 3 | 5 | 0 | 0 | 1 | 0 | 1
|  |  | FBO | 0 | 1 | 0 | 0 | 0 | 0 | 0 | 0 | 0 | 0 | 0 | 0 | 0 | 0 | 0 | 2
|  |  | NGO/ Private | 0 | 1 | 0 | 0 | 0 | 0 | 0 | 0 | 0 | 0 | 0 | 0 | 0 | 0 | 0 | 0
3 | Eastern | 66997 | MOH | 2 | 6 | 3 | 2 | 15 | 3 | 1 | 1 | 6 | 2 | 9 | 6 | 1 | 1 | 0 | 0
|  |  | FBO | 0 | 6 | 2 | 0 | 1 | 0 | 0 | 0 | 0 | 0 | 0 | 0 | 1 | 5 | 0 | 1
4 | Nairobi | 28353 | MOH | 0 | 5 | 1 | 0 | 6 | 1 | 0 | 1 | 1 | 1 | 6 | 0 | 0 | 3 | 0 | 0
|  |  | Armed Forces | 0 | 0 | 1 | 0 | 0 | 1 | 0 | 0 | 0 | 1 | 0 | 0 | 0 | 1 | 0 | 0
|  |  | FBO | 4 | 1 | 2 | 0 | 2 | 1 | 0 | 0 | 0 | 0 | 1 | 0 | 1 | 0 | 1 | 0
|  |  | NGO/ Private | 0 | 0 | 3 | 0 | 2 | 0 | 0 | 0 | 1 | 0 | 0 | 0 | 0 | 0 | 0 | 0
|  |  | Parastatal | 2 | 2 | 1 | 1 | 4 | 0 | 0 | 1 | 0 | 1 | 0 | 0 | 1 | 0 | 0 | 0
5 | North Eastern | #REF! | MOH | 0 | 1 | 0 | 0 | 3 | 1 | 0 | 0 | 1 | 1 | 4 | 0 | 1 | 0 | 0 | 0
|  |  | FBO | 0 | 0 | 0 | 0 | 0 | 0 | 0 | 0 | 0 | 0 | 0 | 0 | 0 | 0 | 0 | 0
6 | Nyanza | 103178 | MOH | 2 | 15 | 2 | 8 | 6 | 7 | 11 | 2 | 8 | 9 | 14 | 4 | 1 | 0 | 0 | 1
|  |  | FBO | 0 | 5 | 8 | 0 | 4 | 0 | 0 | 0 | 0 | 0 | 0 | 1 | 4 | 0 | 0 | 0
|  |  | NGO/ Private | 0 | 0 | 0 | 0 | 1 | 0 | 0 | 0 | 0 | 0 | 0 | 0 | 1 | 0 | 0 | 0
7 | Rift Valley | 81479 | MOH | 2 | 8 | 4 | 2 | 11 | 2 | 1 | 0 | 9 | 2 | 10 | 4 | 0 | 1 | 0 | 1
|  |  | Armed Forces | 0 | 1 | 0 | 0 | 0 | 0 | 0 | 0 | 0 | 0 | 0 | 0 | 0 | 0 | 1 | 0
|  |  | FBO | 0 | 2 | 1 | 0 | 0 | 0 | 0 | 0 | 2 | 0 | 0 | 1 | 0 | 1 | 0 | 0
|  |  | NGO/ Private | 1 | 0 | 2 | 0 | 0 | 0 | 0 | 0 | 0 | 0 | 0 | 0 | 0 | 0 | 0 | 0
|  |  | Parastatal | 0 | 0 | 0 | 0 | 1 | 0 | 0 | 0 | 0 | 0 | 0 | 0 | 0 | 0 | 0 | 0
8 | Western | 34019 | MOH | 1 | 8 | 1 | 0 | 8 | 2 | 1 | 0 | 4 | 2 | 7 | 3 | 1 | 1 | 0 | 0
|  |  | FBO | 0 | 0 | 1 | 0 | 0 | 0 | 0 | 0 | 0 | 0 | 0 | 0 | 0 | 0 | 0 | 0
TOTALS |  |  |  | 15 | 79 | 40 | 22 | 91 | 21 | 19 | 7 | 34 | 24 | 57 | 23 | 19 | 24 | 3 | 11
[6 empty] | 8 | 14

## Implementation Plan
| Province | District | Health Facility | Exiting Equipment | Proposed Cd4 Equipment |  | Status | 2010-08-01 | 2010-09-01 | 2010-10-01 | 2010-11-01 | 2010-12-01 | 2011-01-01 | 2011-02-01 | 2011-03-01 | 2011-04-01 | 2011-05-01
1 | Central | Kiambu West | Tigoni | - |  | Facs Count | Placed
2 | Central | Thika | Thika | Facs Count | Facs Calibur
3 | Coast | Malindi | Malindi | Facs Count | Facs Calibur
4 | Nyanza | Suba | Suba | Facs Count | Facs Calibur
5 | Nyanza | Homabay | Homabay | Facs Count | Facs Calibur
6 | Nyanza | Nyando | Nyando | - |  | Facs Count
7 | Nyanza | Siaya | Ambira | - |  | Facs Count
8 | Nyanza | Siaya | Siaya | Facs Count | Facs Calibur
9 | Coast | Msambwweni | Msambweni | - |  | Facs Count |  | 2010-10-01: From Malindi DH
11 | Rift Valley | Loitoktok | Loitoktok |  |  | Facs Count |  | 2010-10-01: From Nakuru PGH
12 | Central | Nyeri | Nyeri | Facs Count | Facs Calibur
13 | Eastern | Meru South | Chuka | - |  | Facs Count
14.5 | Nyanza | Migori | Migori | Facs Count | Facs Calibur
15.8 | Rift Valley | Laikipia | Nanyuki | - |  | Facs Count
17.1 | Eastern | Embu | Embu | Facs Count | Facs Calibur
18.4 | Nairobi | Nairobi West | KNH | Facs Count | Facs Calibur
19.7 | Nyanza | Homabay | Niwa |  |  | Facs Count |  | 2010-12-01: From Suba DH
21 | Central | Nyandarua North | Ol'kalou | - |  | Facs Count |  | 2011-01-01: From Nyeri PGH
22.3 | Western | Kakamega | Kakamega | Facs Count | Facs Calibur
23.6 | Central | Muranga South | Maragua | Facs Count | Facs Calibur
24.9 | Western | Samia | Sio Port | - |  | Facs Count |  | 2011-04-01: From Kakamega PGH
|  |  |  | 11 | 11 | 10
| Review in 6 Months | [6 empty] | 2010-08-01: Implementation Plan
| Province | District | Health Facility | Exiting CD4 Equipment | Proposed Cd4 Equipment |  |  | 2010-08-01 | 2010-09-01 | 2010-10-01 | 2010-11-01 | 2010-12-01 | 2011-01-01 | 2011-02-01 | 2011-03-01 | 2011-04-01 | 2011-05-01
4 | Nyanza | Rachuonyo | Rachuonyo | Facs Count | Facs Calibur
5 | Rift Valley | Narok | Narok |  | Facs Count
|  |  |  | 1 | 2 | 0
Not Eligible for upgrade
| Province | District | Health Facility | Exiting CD4 Equipment | Proposed Cd4 Equipment
1 | Central | Nyeri South | Mukurweni S- |  | Facs Count
2 | Rift Valley | Kericho | Kericho | Facs Count |  | Facs Calibur
3 | Rift Valley | Nandi | Nandi Hills |  | Facs Count
4 | Rift Valley | Samburu | Wamba |  | Facs Count
5 | Rift Valley | West Pokot | Kapenguria |  | Facs Count
6 | Western | Vihiga | Vihiga | Facs Count |  | Facs Calibur
|  |  |  | 2 | 4 | 2
Pending site assessments
| Province | District | Health Facility | Exiting CD4 Equipment | Proposed Cd4 Equipment
1 | Coast | Taita | Wesu |  | Facs Count
2 | Coast | Taveta | Taveta |  | Facs Count
3 | Eastern | Moyale | Moyale |  | Facs Count
4 | Eastern | Marsabit | Marsabit |  | Facs Count
5 | N. Eastern | Mandera | Mandera |  | Facs Count
6 | N. Eastern | Wajir East | Wajir |  | Facs Count
|  |  |  | 0 | 4 | 0

## Site assessment report
CD4 MACHINE PLACEMENT SITE ASSESSMENT REPORT
| TIGONI DISTRICT HOSPITAL(KIAMBU WEST) | THIKA DISTRICT HOSPITAL(THIKA) | MARAGUA DISTRICT HOSPITAL(MARAGUA) | EMBU PROVINCIAL GENERAL HOSPITAL | CHUKA DISTRICT HOSPITAL(CHUKA) | WAMBA DISTRICT HOSPITAL(SAMBURU EAST) | MUKURWEINI SDH(MUKURWEINI) | NANYUKI DH (NANYUKI) | NYERI PGH(NYERI PROVINCE) | Ol'Kalou SDH( Nyandarua Central) | Loitoktok DH(LOITOKTOK) | Kenyatta National Hospital-CCC Lab(NAIROBI) | AMBIRA SUB DISTRICT HOSPITAL; (AMBIRA) | SIO PORT SUB DISTRICT HOSPITAL; (SIOPORT) | SIAYA DISTRICT HOSPITAL; (SIAYA) | SUBA DISTRICT HOSPITAL; (SUBA) | HOMABAY DISTRICT HOSPITAL; (HOMABAY) | NDHIWA SUB DISTRICT HOSPITAL; (NDHIWA) | MIGORI DISTRICT HOSPITAL; (MIGORI) | RACHUONYO DISTRICT HOSPITAL; (RACHUONYO) | NYANDO DISTRICT HOSPITAL; (NYANDO) | VIHIGA DISTRICT HOSPITAL; (VIHIGA) | KAKAMEGA PROVINCIAL GENERAL HOSPITAL; (KAKAMEGA CENTRAL) | KAPENGURIA DISTRICT HOSPITAL; (WEST POKOT) | NANDI HILLS DISTRICT HOSPITAL; (NANDI SOUTH) | NAROK DISTRICT HOSPITAL; (NAROK) | KERICHO DISTRICT HOSPITAL; (KERICHO) | KWALE DISTRICT HOSPITAL , KWALE | LAMU DISTRICT HOSPITAL, LAMU | HOLA DISTRICT HOSPITAL, TANA RIVER | TAVETA DISTRICT HOSPITAL, TAVETA | WESU DISTRICT HOSPITAL, TAITA
| Proposed FACS Count Machine | Proposed FACS Calibur Machine | Proposed FACS Calibur Machine | Proposed FACS Calibur Machine | Proposed FACS Count | Proposed FACS Count Machine | ProposedFACS Count Machine | Proposed FACS Count Machine | Proposed FACS Calibur | Proposed FACS Count | Proposed FACS Count | Proposed FACS Calibur | Proposed FACS Count Machine | Proposed FACS Count Machine | Proposed FACS Calibur Machine | Proposed FACS Calibur Machine | Proposed FACS Calibur Machine | Proposed FACS Count Machine | Proposed FACS Calibur Machine | Proposed FACS Calibur Machine | Proposed FACS Count Machine | Proposed FACS Calibur Machine | Proposed FACS Calibur Machine | Proposed FACS Count Machine | Proposed FACS Count Machine | Proposed FACS Count Machine | Proposed FACS Calibur machine | Proposed FACS Count Machine | Proposed FACS Count Machine | Proposed FACS Count Machine | Proposed FACS Count Machine | Proposed FACS Count Machine
INTERVIEW DETAILS
Date | 2010-06-07 | 2010-06-07 | 2010-06-07 | 2010-06-08 | 2010-06-08 | 2010-06-08 | 2010-07-06 | 2010-07-06 | 2010-07-07 | 2010-07-07 | 2010-07-08 | 2010-07-14 | 2010-06-07 | 2010-06-07 | 2010-06-07 | 2010-06-08 | 2010-06-08 | 2010-06-08 | 2010-06-09 | 2010-06-09 | 2010-06-09 | 2010-06-10 | 2010-06-10 | 2010-06-11 | 2010-06-11 | 2010-06-14 | 2010-06-14 | 2010-11-08 | 2010-11-09 | 2010-11-09 | 2010-11-11 | 2010-11-11
Name of Lab In charge | Amos Mwangi | Samuel Kimiti -Deputy I/C | Robert Thuo | Patrick Njuki | Japheth Michemi Nderu | Dr Fred Ndeki - Medical Superitendent | Veronica Wangare Dhobi | Gacheru Murothi -DMLT | Beatrice Kingori for Francis Gitonga | Daniel Mugo for Lucy W Njuguna | Richard K Mulel - DMLT | Paul Ngugu for Eliud O Abuto | Douglas Okoth | Joyce Asanyo | Timons Sigo | George Ondata | Kombo Nassir Abdullah | Michael Ojwang Okiddi | Abel Bosire | Wycliffe Ochieng | Vitus Ochiando | James Kimuma | Janes Munyao | John Munyiri Makokha | Joseph Korir | Silvia Njoki | Philemona Chepkwony | Salim K Godani | Juma Rashid Yeya | Said Sushe Wako | Emmanuel CK Wanje | Raul Emmanuel
Phone No. | 0722-422839 | 0722-439691 | 0722-576832 | 0722-355843 | 0710-623357 | 0721-805702 | 0722-975304 | 0723-155442 | 0721-255729 | 0700-339036 | 0724-751325 | 0722-374361 | 0720-823050 | 0720-758906 | 0721-248488 | 0723-861548 | 0722-220497 | 0726-553111 | 0722-617748 | 0726-665124 | 0722-962431 | 0720-222889 | 0720-7573432 | 0714-767397 |  |  |  |  | 0723-565011 | 0735-820388 | 0725-899879/0750-882580 | 0721-705029/0731-412599
E-mail | amosmwangikungu@yahoo.com | ksamuelmithamu@yahoo.com |  | patricknjuki08@gmail.com | mromuke@yahoo.com | ndeki@yahoo.com | None | None | None | None | None | abutoeliud@yahoo.com
FACILITY DETAILS
Patients enrolled on Care | 1378 | 8164 | 6000 | 3000 | 1228 | 21 | 966 | 2804 | 5205 | 1800 | 523 | 5,192(Cumulative 13,629) | Douglas Okoth | Joyce Asanyo | Jarred Okelo | Tobais Nyanjo | Barrack Olero Tako | Michael Ojwang Okiddi | Abel Bosire | Christine Amanda | Vitus Ochiando | Fidelia Shimanyula | Meshack Okinda | John Munyiri Makokha | Caroline Kiptum | Hillary Sang | Johanna Too | Moses Machimbo | Juma Rashid Yeya | Said Sushe Wako | Emmanuel CK Wanje | Raul Emmanuel
Patients on ART | 87 | 4973 | 2264 | 1164 | 650 | 10 | 527 | 1421 | 1535 | 682 | 266 | 5109 | 0720-823050 | 0720-758906 | 0720-323195 | 0724-129559 | 0724-830511 | 0726-553111 | 0722-617748 | 0721-244745 | 0722-962431 | 0733-700896 | 0723-595360 | 0714-767397 | 0724-403510 | 0727-952620 | 0721-273157 | 0724-513386/0752-152606 | 0723-565011 | 0735-820388 | 0725-899879/0750-882580 | 0721-705029/0731-412599
Average no. of CD4 per month | 60-80 | 931 | 1615.4 | 768 | 100 | 1 | 93 | 140 | 800 | 160-restricted | 30- first consignment | 1200 | ~ 4000 (1440) | ~ 800(1303) | ~ 13,264(4817) | ~ (2058) | ~ 10,000 (6757) | ~ 2800(1141) | ~ 3000(3175) | ~ (2352) | ~ 5522(1119) | ~ 1000 (844) | ~ (2085) | ~ 1964 (1866) | ~ (766) | ~ 1907 (209) | ~ (3040) | 272 on Art |  | 390
Potential/Referring sites/Network | 6 | 9 | - | - | 4 |  | 12 | 5 | - | - | 6 | - | 400 | 100 | 1615.4 | 1228* | 1200 | 440 | 3000 | 2000 | 480 | 730 | 753.2 | 160 | 160 | 100 | 800-(one month values too low hence low average) | 80 including satellite sites | 150 including satellites | 50 including satellites | 200 | 60-80 including satellite sites
LAB PERSONNEL
Pathologist | 0 | 0 | 0 | 1 | 0 | 0 | 0 | 0 | 1 | 0 | 0 | 0 | 0 | 0 | 0 | 0 | 0 | 0 | 0 | 0 | 0 | 0 | 1: Dr Machine | 0 | 0 | 0 | 0 | 0 | 0 | 0 | 0 | 0
Lab Technologist | 2 | 18:(15-MOH, 1-ICAP, 2-KEMRI) | 7 | 19 | 7 | 1(ONE) | 6 (six) | 8 (eight) | 456:00 | 10 (ten) | 5 (five) | 7 (4-MoH, 2-Project) | 2:- MoH & CS | 3: 1 DMLT, MoH | 7: (5 MoH; 2 CDC) | 9: (4 MoH; 5 FACES;1 IPM; 1 Liverpool) | 7: (MoH) | 2:MoH; 1 DMLT | 6: MoH (3); FACES (3) | 6: (MoH (5) & Capacity (1) | 2: MoH & ICAP | 7: MoH; (2 HND, 5 DIP) | 13: MoH( 11HND, 2 DIP) | 8: MoH (HND (6) & DIP (2)) | 13: MoH (BSc (1), HND (2), DIP (10) | 7: MoH (HND (1), DIP (6) | 17: MoH(11) & partner (6), (BSc (3), DIP (14) | 5 | 5 | 4 | 7 | 3
Lab Technicians | 3 | 2: (1-MOH, 1-ICAP) | 3 | 2 | 2 | 0 | 0 | 3 | 19 (Niniteen) | 4 | 1 | 0 | 1:- MoH | 0 | 3: MoH | 0 | 1: (MoH) | 1: (MoH) | 2: MoH | 0 | 1: MoH | 2: MoH | 2: MoH (DIP) | 2: MoH (DIP) | 1: MoH | 3: MoH | 4: MoH | 0 | 0 | 2 | 2 | 0
Lab Assistants | 0 | 0 | 1 | 2 | 0 | 0 | 1 | 1 | 3 | 1 | 1 | 1 | 0 | 0 | 3 : Support staff | 0 | 2:Support staff | 0 | 1 support staff | 1 support staff | 1 support staff | 1 support staff | 2 support staff | 1support staff | 2:support staff + phlebotomist | 1:support staff + phlebotomist | 4: MoH(2), partner(1), casual(1) | 1 | 1 | 1 | 1 | 1
EQA SCHEMES
AFB | Y:- MoH | Y:- MoH | Y:- MoH | Y:- MoH | Y:- MoH | N | Y-MoH | Y-MoH | Y-MoH | Y-MoH | Y-MoH | Main Lab | Y:- MoH | Y:- MoH + AMPATH | Y:- MoH | Y:- MoH | Y:- MoH + MSF | Y:- MoH | Y:- MoH | Y:- MoH | Y:- MoH | Y:- MoH | Y:- MoH | Y:- MoH | Y:- MoH | Y:- MoH | Y:- MoH | N | Y:- MoH + AMPATH | Y:- MoH | Y:- MoH | Y:- MoH + MSF
Hematology | N | Y-HUQAS | N | Y-HUQAS | N | N | N | N | Y-HUQAS | N | EA-REQAS | Y-HUQAS, MoH | N | N | Y: UKNEQAS + HUQAS | N | UKNEQAS + HUQAS | N | N | N | N | N | Y: HUQAS | Y: HUQAS | Y: HUQAS | N | N | Y: AMREF EAQAS | Y: AMREF EAQAS | Y: AMREF EAQAS | N | N
Chemistry | N | Y-HUQAS | N | Y-HUQAS | N | N | N | N | Y-HUQAS | N | EA-REQAS | Y-HUQAS, MoH | N | N | Y: HUQAS | N | UKNEQAS + HUQAS | N | N | N | N | N | Y: HUQAS | N | Y: HUQAS | N | N | N | N | N | N | N
CD4 | None testing site | Y-MOH(Split sample testing) | N | Y-UKNEQAS | Not Done | N | Not Done | Not Done | Y-UKNEQAS | Not done | Not Done | Y-HUQAS, MoH | N | N | Y: UKNEQAS + CDC | Y: CDC | UKNEQAS + NHLSA + CDC | N | Y: UKNEQAS + CDC | Y: UKNEQAS + CDC | N | Y: Western + MoH | Y: Western + UKNEQAS | N | N | N | N | N | N | N | N | N
HIV Serology | N | Y:- MoH (Split Sample Testing) | Y-MOH(Split sample testing) | Y: MoH (Split sample testing) | Y: MoH (Split sample testing) | N | Y-MoH | Y-MoH | Y-MoH | Y-MoH | Y-MoH | Main Lab | Y:- MoH (PT) | Y:- MoH (PT) | Y: MoH (PT) | Y: MoH (PT) | Y: MoH (PT) | Y: MoH (PT) | Y: MoH (PT) | Y: MoH (PT) | Y: MoH (PT) | Y: MoH (PT) | Y: MoH (PT) | Y: MoH (PT) | Y: MoH (PT) | Y: MoH (PT) | Y: MoH (PT) | Y:- MoH (PT) | Y:- MoH (PT) | N | Y: MoH (PT) | Y: MoH (PT)
EQUIPMENT & MAINTAINANCE
Air conditioning | N | N | N | N | N | N | N | N | Y-LG | N | N | N-Laminar flow ducting present | N | N | N | Y: LG; only 1 WS | N | N | N | N | N | N | N | N | N | N | N | Y: LG;WS | N | N | N | N
Chemistry Analyzer | Stat Fax; NWNS | Y-Automated Eurolyzer; WS | Y-BTS 305; NWNS | Y: Eurolyser; WS | Y-Biosystems 330; WNS | N | Y-Metrolab 1600; NWNS | Y-BTS 330; WNS | Eurolyser CCA 180; WS | Y-Lab Mate; WS | N | Y-LISA 300 Plus, Auto, WS | N | N | Y: Metro lab 2200;WS | Y: Eurolyser; WS | Y: Eurolyser; NWS | N | Y: BTS 305: WS | Y: BTS 310: NWNS | Y: BTS 330: WS | Y: BTS 330: WS | Y: BTS 330: WS | Y: BTS 330: NWS | Y:COBAS MIRA: WS | Y:REFLETRON: WS, Reagents expensive | Y:Cobas Mira: WS | Y: STAT FAX;WS | Y: BTS 330;WNS | Y: Biosystems;NWNS | Y: BTS 330; WS | Y: BTS 330;WNS
|  |  |  | Stat Fax |  |  |  |  | Metrolab 1600DR; WNS |  | N |  |  |  | Y: BTS 330;WS | Y: BTS 330;WS | Y: BTS 330;NWNS |  | Y:ALPHA (Partech): WS |  |  | Y: BTS 305:WS | Y: BTS 305:WS |  |  | Y: BTS 330: WS, breaks down often |  |  |  |  | Y: Celltack F6400;WS
[13 empty] | N | [5 empty] | Y: FLEXA JUNIOR: NWNS |  |  |  | Y: Eurolyser: NWS
Desktop computer/printer | N | Y | Y | N | N | N | N | N | Y-3 | N | N | Y -2 | N | N | Y: Attached to Metro lab machine; WS | Y: HP;WS | Y: HP;WS | Y: Not Installed | Y; Unknown | Y: HP: WNS | N | N | Y:unknown: WS | Y:Dell: WS | Y:HP: WS | Y:Unknown: WS but lacks a mouse | Y:EPLO: WS | N | N | N | Y: Lenovo;WS | Y: Lenovo;WS
[16 empty] | Y: Attached to equipment; WS | Y: Attached to equipment; WS |  | Y: Unknown | [5 empty] | Y: ACER x 2: WS
Electrolyte Analyzer | N | Y-Roche 9180 Electrolyte | N | Y-Humalyte | N | N | N | N | Y-Roche 9180 | N | N | None |  |  | N | N | N | N | N | Y:RAL: NWNS | N | N | Y: ROCHE 9180: WS | N | N | Y:Unknown: NWS | Y: Roche 9180: WS | N | N (No reagents on BTS) | N | N | N
ELISA reader and washer | N | N | N | N | N | N | N | N | N | N | N | Main Lab | N | N | Y: Rosy Anthos;NWNS | Y: Unknown; NWNS | N | N | N | N | N | N | N | Y:Rosi Anthos: WS | N | N | Y:Rosi Anthos; NWNS | N | N | Y: Rosy Anthos;NWNS | N | N
Fluorescent Microscope | N | N | N | N | N | N | N | N | Y-Olympus | N | N | None | N | N | N | N | Y: Olympus; WS | N | N | N | N | N | Y: Olympus; WS | N | N | N | Y: Hund Wetzlar: WS | N | N | N | N | N
Flow Cytometer/ CD4 | N | Y-Facs Count; WS | Y-Facs Count, WS | Y: BD Facs Count; WS | N | N | N | N | Y-Facs Count; WS | N | N | Cyflow, WS | N | N | Y: BD Facs Count*; WS | Y: BD Facs Count; WS | Y: BD Facs Count; WS | N | Y: Facs Count: WS | Y: Facs Count: WS | N | Y: Facs Count: WS | Y: Facs Count: WS | Y: Facs Count: WS | N | N | Y:FacsCount:WS | N | Y: 1x Labomed; WS | N | N | N
Hematology Analyzer | N | Y-Beckman Coulter; WS | Y-MS4, WS, No reagents | Y-WNS | Y-Celltac; WNS | N | Y-Celltac; WS | Y-Celltac 6400; WNS | Coulter ACT 5diff; NWS | Y-Celltac; WS | N | Coulter ACT 5 diff, WS | N | N | Y: Celltac F 6400;WS | Y: Beckman Coulter DIF 2;WS | Y: Beckman Coulter DIF 2;WS | N | Y: Beckman Coulter DIF 2;WS | Y: Beckman Coulter DIF 2;WS | Y: Celltac F 6400;WS | Y: Celltac F 6400;WNS | Y: Celltac F 6400;NWS | Y: Celltac F 6400;NWS | Y: BC 3000:NWS | Y:Celltac F 6400 ;NWS | Y:Celltac 6400K ;WS | Y- Celltac F 6400; WS | Y: Celltac F 6400;WS | Y: Sysmex ;NWNS | Y: Celltack F6400;WS | Y: Celltac F 6400;WNS
| Hb colorimeter | Y-Celltac; NWNS |  |  | Y-Sysmex KX 21;WNS |  |  |  | Celltac 8222; WNS |  | HB Meter |  | Y- Celltack; WS | N | Y: Beckman Coulter DIF 2;WS |  | Y: Celltac F 6400;NWS |  | Y: Celltac F 6400;WS | Y: Celltac F 6400;WS |  |  | Y: Sysmex 8222: WS |  |  |  | Y: Sysmex: WS
[17 empty] | Y; Sysmex: WS; No reagents |  |  | Y: Sysmex: WS; Lack reagents | [8 empty] | N |  | N | N
Microscope Binocular | 2 | Y-4 Olympus; WS | Y-2 Olympus; WS | Y-Olympus, 4 pieces | Y: Olympus; WS | Y-1 | Y-Olympus | Y-Olympus | Y-Olympus - 2 | Y-Olympus | Y-Leitz | Y-Leitz 2 | Y- 1x Leica Gelan II; WS | Y: 1x Laborlux; WS | Y: 3 xOlympus; WS | Y: Omega; WS | Y: Olympus; WS | Y: Olympus; WS | Y: Olympus; WS | Y: Olympus; WS | Y: Olympus; WS | Y: Olympus; WS | Y: Olympus; WS | Y: Leitz; WS | Y: Olympus: WS | Y: Olympus: WS | Y: Olympus, Leica, Zeiss (6 in total):WS | Y: Nikon; WNS | Y: 1x Labomed; WS | Y: 6 but only one works; NS | Y: Olympus; WS | Y: Seriko; WS
|  |  | Y-1 Leitz |  | Y: Olympus; WS |  |  | Leitz, Serico, Swift-under repair | Y-Leiz | Y-Serico | Y-Leica | Y-Olympus |  |  | Y: Unknown: NWNS | Y: Nikon; NWS | Y: Olympus; WS |  | Y: Olympus; WS | Y: Olympus; WS | Y: Olympus; NWNS | Y: Leica; NWNS | Y: Olympus; WS | Y: Leitz; WS | Y: Olympus: WS | Y: Leitz: WS |  | Y: Olympus; NWNS |  |  | Y: Nikon; NWS | Y: Olympus; WS
[16 empty] | Y: Seriko; NWS | Y: Olympus; WS |  | Y: Motic; WS | [5 empty] | Y: Nikon: WS | Y: Micros: WS
Water deionizer/distiller | N | Y-Nuve NS108; WS | Y-Malter International; NWNS | N | Y-Tarma, Not used because no water | N | N | N | Y-Nuve; WNS | N | N | Main Lab | N | N |  | N | Y: METZ: WS & Y: TARMA: NWNS | N | N | N | N | N | Y: Unknown: WS | Y: Unknown: WS | Y:NH:WS | N | Y:Barnstead MP3A: WS | N | N | N | N | N
LAB ASSESSMENT
Standard Bench tops | N | Y* | Y | Y-Not suitable for Facs Calibur | N; Inadequate | N | Y-Inadequate | N | Y | N-to be availed | Y | Y | N | Y | Y | Y | Y | Y | Y | N | Y | Y | Y | Y | Y | N | Y | Y | N | N | Y | Y
Refrigerators for kits | Y- 2(Small)-Inadequate | Y | Y-4 | Y | Y; 3 | N | Y-2; Insufficient | Y | Y | Y | Y-1, Inadequate | 2, Inadequate | Y- 1(Small)-Full | Y- 1(small)-Full | Y: 2(Medium)- Full | Y: 3(Medium)- Full | Y: 4(Medium)- Full | Y: 1(Medium)- Full | Y: 4(Medium)- Full | Y: 4(Medium)- Full | Y: 2 medium( 1 new) | Y: 3 medium- Full | Y: 8 medium- I backup/spare | Y: 3 medium- 1 due today | Y: 2 medium- 1 backup | Y: 4 medium | Y: 6 large | Y- 2 (Meduim)- Full | Y- 1(small)-Full | Y: 2(Medium)- Full | Y: 2(Medium)- Full | Y: 1(Medium)- Full
Store/Storage space | N | Y | Y | Y | N | N | Y-Put more shelves | Y | Y | Y | Y | Y-Need shelves | N | Y* | Y | Y | Y | Y | Y | Y | N | Y | Y: 5 | Y | N | N | Y | Y- Need re-organization | Y | Y | Y | Y
Possibilities of separate room | Y-APHIA II to build new lab | N |  | N | Y | N | Y-New facility to be put up | N | N | N | N | N | Y | N | Y | Y | Y | Y | Y | N | Y | N | N | Y | N | N | N | Y: Adequate space | N | N | N | N
Maintained in good condition | Y | Y | Y | Y | Y | Y | Y | N | Y | Y | Y | Y | Y | Y | Y | Y | Y | Y | Y | N | Y | Y | Y | Y | Y | Y: Within facility means | Y | Y | Y | Y | Y | Y
Secure | Y | Y | Y | Y | Y | N | Y | Y | Y | Y | Y | Y | Y | Y | Y | Y | Y | N | Y | Y* | Y | Y | Y | Y | Y | Y: Reinforcement required | Y | Y | Y | Y | Y | N
Running water &/ reservoir water tanks | Y | Y | Y | Y | N; No running water | Y | Y | Y | Y | Y | Y | Y | N | Y* | Y | Y | Y | Y | Y | Y | Y | Y | Y | Y | Y | Y | Y | Y | Y | Y | Y | Y
Consistent electrical power supply | Y | Y | Y | N-blackouts common | Y | N | Y | Y | Y | Y | Y-24 Hour blackout on Thursdays | Y | N: Blackouts 3H/Day | N: Blackouts 2-3H/Day | Y: Automatic standby generator | N | N | N | Y: Automated standby generator | N: Blackout 3-4H/day | Y: automated standby generator | N: Blackout 3H/day. Generator but unreliable | Y: Automated standby generator | Y: Automated standby generator | Y: Automated standby generator | Y: Automated standby generator | Y: Automated standby generator | Y; Blackout once a week | Island runs on generator | Y: Automatic standby generator | Y: Automatic standby generator | Y
Back up generator | Y | Y | Y | Y | Y | Use solar | Y | Y | Y | Y | Y | Y-being commissioned | N | N | Y | Y | Y | N | Y | N | Y | Y | Y | Y | Y | Y | Y | Y | Y | Y | Y | Y
Functioning Incinerator | Y | Y | Y | Y | Y | N | Y | Y | Y | Y | Y-Being built now | Y | Y | Y | Y | Y | Y | Y | Y | Y | Y | Y | Y | Y | Y | Y | Y | N; Take to Diani Dispensary | Y | Y | Y | Y
Floors in good condition | Y | Y | Y | Y | Y | N | N-Cracked | Y | Y | Y | Y | Y | Y | Y | Y | Y | Y | Y | Y | N | Y | Y | Y | Y | Y | Y | Y | Y | Y | Y | Y | Y
Roof in good condition | N-Ceiling fallen, leaking | Y | N-Falling ceiling | Y | Y | N | Y | Y | Y | Y | Y | Y | Y | Y | N | Y | Y | Y | Y | Y | Y | Y | Y | Y | Y | Y | Y | Y | Y | Y | Y | Y
Presence of working fire extinguisher | Y; WS | Y | Y-NS | Y-NS | Y: Being serviced | N | Y-NS | N | N | N-Putting one | Y-No service report | Y-No updated service report | N | Y | Y | Y | Y: Being serviced | Y | N | Y | N | Y | Y | Y | Y | N | Y (2) | Y | N; Fire Blanket | Y | Y | Y
Phlebotomy area | Y | Y | Y | Y | Y | N | Y | Y |  | Y | Y | Y | N | N | Y | Y | Y | N | Y | Y | Y | Y | Y | Y | Y | Y | Y | ? | Y | Y | Y | Y
COMMENTS AND OBSERVATIONS
1 | Facility needs a Haematology Analyzer | Serology lab bench is small | Internal CD4 QC done occassionally | No equipment maintenance logs | Room allocation in CCC | No infrastructure -injection room converted to lab | Staffing-facility works 24 hrs, understaffed | Staffing-adequate | OK | Storage-adequate | Prolonged 24 hr blackouts on Thursdays | Laminar flow ducting available. Connect lab to laminar system. | CDC to may donate BTS 330 Chemistry analyzer | Hospital admin planning to place new bench | 2 of the Olympus microscopes are under repair in Nairobi | One of the A/C to be repaired | Room allocation in new building | Need for another fridge to store reagents | Need for another fridge to store reagents | Lab reagents and stocks stacked in the main lab. | Partner to install fire extinguisher | Power backup needs to fixed and automated to support the lab | Chemo quip are supplying an ELISA reader to the lab this week | Transition of facility from AMPATH to APHIA II | Lab security needs reinforcement | Samples networked to Nakuru on a rough road at 152KM | Facility has sufficient storage space | Require another fridge to store kits | Lamu relies soley on generator | Require placement of hematology and chemistry equipement |  | 17 satellite sites in the region
2 | Chemistry Analyzer needs repairs |  | Lab operates 24 hrs, staffing inadequate probably because poorly planned rota | No std benches in the lab | Worn out drawers | No electricity connection- being worked on currently, due in Augsut | Need extra fridge for reagents | Room available-managt to put more benches |  | Personnel-adequate | Bare equipment capacity | Refrigerator-insufficient for reagents, an extra one required. | Room allocated for lab in new container being constructed in facility | Require another fridge for kit storage | Require another fridge for kit storage | Eurolyser machine lacks UPS system | Fred Babu commented on possibility of MSF assisting in activities to upgrade a room for Calibur machine | Strengthen burglar proofing | New building ART lab monitoring room allocated with sufficient space | Visible dust in lab, bench tops and equipments | New building linked to power backup option | Vihiga runs CD4 samples twice a week at the moment. | PGH anticipating scale up of CD4 testing to an additional 60 sites by June 2010. Numbers might double |  |  | Advice facility to use stabilizer tubes | WRP has promised to install A/C | Lab has adequate space in the store but requires re-organization | Lab has an extra 1.5KV UPS in place | Require another fridge for kit storage |  | Wesu is a distance up a hill from Wundanyi town. High volume facilities is Wundanyi District Hospital
3 |  |  | Routine equipment maintenance inadequate | Inconsistent vacutainer supply | Old and leaking sinks | Inadequately staffed, PMLSO psoting one more technologist | Managt intends to put a new building | Storage-adequate |  |  | Need extra fridge to store reagents/samples separately | The lab store require shelves. | Advised lab to place sand bucket as fire extinguisher | Need source for storage | New building has room allocation for lab room | Require another fridge for kit storage | Electricity in hospital in being upgraded by KPLC | No power in the facility but KPLC have promised to install power by next week |  | Backup generator is present but unreliable | Nyando is to support 17 satellite sites |  | Capacity to perform VL |  |  |  |  | Approximately 14 referral ART sites to be linked to central Hub |  | Netowrked to approcimately 6 additional sites
4 |  |  |  |  | Too many expired kits in fridge(raised with Med. Sup) | Patient numbers inadequate. |  | Pt numbers-adequate |  |  |  | Have expressed desire to keep Cyflow for backup. | Require another fridge to store kits | Water reservoir needs to be assessed. Currently not reliable. | 2nd Facs Count from PGH on lone to Siaya. CD4 samples processed controlled. | Lab has a small manual generator. Partner sourcing for solutions | Lab needs to be networked to a bigger generator | If power is not available in the facility, BD can explore solar option for the Count |  | Weak burglar proofing- require reinforcement | [9 empty] | Distance to nearest hub in on rough, unpassable road
5 | [14 empty] | Advised lab to place sand bucket as fire extinguisher | Existing pipettes need calibration
RECOMMENDATIONS BY TEAM
Lab Space for machine specs | 1.Lab space for machine specs | 1.Lab space for machine specs | 1.Lab space for machine specs | 1.Lab space for machine specs | 1.Lab space for machine specs | 1.Lab space for machine specs | 1.Lab space for machine specs | 1.Lab space for machine specs | 1.Lab space for machine specs | 1.Lab space for machine specs | 1.Lab space for machine specs | 1.Lab space for machine specs | 1.Lab space for machine specs | 1.Lab space for machine specs | 1.Lab space for machine specs | 1.Lab space for machine specs | 1.Lab space for machine specs | 1.Lab space for machine specs | 1.Lab space for machine specs | 1.Lab space for machine specs | 1.Lab space for machine specs | 1.Lab space for machine specs | 1.Lab space for machine specs | 1.Lab space for machine specs | 1.Lab space for machine specs | 1.Lab space for machine specs | 1.Lab space for machine specs | 1.Lab space for machine specs | 1.Lab space for machine specs | 1.Lab space for machine specs | 1.Lab space for machine specs | 1.Lab space for machine specs
1 | 17inch wide by 15inch long | 27Inch wide by 36Inch long | 27Inch wide by 36Inch long | 27Inch wide by 36Inch long | 17inch wide by 15inch long | 17inch wide by 15inch long | 17inch wide by 15inch long | 17inch wide by 15inch long | 27Inch wide by 36Inch long | 17inch wide by 15inch long | 17inch wide by 15inch long | 27Inch wide by 36Inch long | 17inch wide by 15inch long | 17inch wide by 15inch long | 27Inch wide by 36Inch long | 27Inch wide by 36Inch long | 27Inch wide by 36Inch long | 17inch wide by 15inch long | 27Inch wide by 36Inch long | 27Inch wide by 36Inch long | 17inch wide by 15inch long | 27Inch wide by 36Inch long | 27Inch wide by 36Inch long | 17inch wide by 15inch long | 17inch wide by 15inch long | 17inch wide by 15inch long | 27Inch wide by 36Inch long | 17inch wide by 15inch long | 17inch wide by 15inch long | 17inch wide by 15inch long | 27Inch wide by 36Inch long | 27Inch wide by 36Inch long
2 | 30 Inches | 71 Inches | 71 Inches | 71 Inches | 30 Inches | 30 Inches | 30 Inches | 30 Inches | 71 Inches | 30 Inches | 30 Inches | 71 Inches | 30 Inches | 30 Inches | 71 Inches | 71 Inches | 71 Inches | 30 Inches | 71 Inches | 71 Inches | 30 Inches | 71 Inches | 71 Inches | 30 Inches | 30 Inches | 30 Inches | 71 Inches | 30 Inches | 30 Inches | 30 Inches | 71 Inches | 71 Inches
3 | 52 Inches | 52 Inches | 52 Inches | 52 Inches | 52 Inches | 52 Inches | 52 Inches | 52 Inches | 52 Inches | 52 Inches | 52 Inches | 52 Inches | 52 Inches | 52 Inches | 52 Inches | 52 Inches | 52 Inches | 52 Inches | 52 Inches | 52 Inches | 52 Inches | 52 Inches | 52 Inches | 52 Inches | 52 Inches | 52 Inches | 52 Inches | 52 Inches | 52 Inches | 52 Inches | 52 Inches | 52 Inches
4 | 36 Inches | 36 Inches | 36 Inches | 36 Inches | 36 Inches | 36 Inches | 36 Inches | 36 Inches | 36 Inches | 36 Inches | 36 Inches | 36 Inches |  | 36 Inches | 36 Inches | 23 Inches | 23 Inches | 23 Inches | 36 Inches | 23 Inches | 23 Inches | 36 Inches | 23 Inches | 23 Inches | 36 Inches | 36 Inches | 36 Inches | 36 Inches | 36 Inches | 36 Inches | 23 Inches | 23 Inches
5 | minimum 2 | minimum 2 | minimum 2 | minimum 2 | minimum 2 | minimum 2 | minimum 2 | minimum 2 | minimum 2 | minimum 2 | minimum 2 | minimum 2 |  | minimum 2 | minimum 2 | minimum 2 | minimum 2 | minimum 2 | minimum 2 | minimum 2 | minimum 2 | minimum 2 | minimum 2 | minimum 2 | minimum 2 | minimum 2 | minimum 2 | minimum 2 | minimum 2 | minimum 2 | minimum 2 | minimum 2
Other Comments | Bench renovations based on machine specs | Needs a standard bench for machine | Lab space small, will need a wider plan | Facility needs A/C to support Facs Calibur | Assign room for the Facs Count | Unit does not meet the minimum standards for a laboratory. | Put extra benches for equipment | Space available in serology room | Spacw- adequate | Space- adequate | Space-adequate | Space - adequate | Bench renovations based on machine specs above | Source for storage options | Bench to adapted based on machine specs above | 2 A/C units available ,one working and one to be repaired | Designate room within the lab for calibur and the required Bench Top specs | Designated area be available ;standard benched for above machine specs and separate phlebotomy area be availed | Purchase and install A/C for new Calibur room | Lab needs reorganization and adequate storage space to store away current stock held at the centre of lab | New lab building available requires ceiling and fan to lower temperatures in the room | Closely networked to Kakamega PGH | Install A/C in Hematology room | Low volumes of CD4 samples to justify placement of machine. Need scale up testing | Need source for storage capacity | CD4 sample volumes very low | 23 Inches | Bench renovations based on machine specs above | Bench renovations based on machine specs above | Bench to adapted based on machine specs above | Bench to adapted based on machine specs above
| Need for reagent refrigerators | Install A/C | Instal an A/C for Facs Calibur | Standardize bench to support Facs Calibur | Instal std benchtops | Consider setting up as a basic laboratory first | Source for extra refrigerator | Instal extra benche for machine |  | Benches-inadequate. Putting up one. | Benches-adequate | Benches - adequate | Installation of water reservoir tank | Lab needs to be connect to standby hospital generator | Dedicate room with A/C for Facs Calibur machine. | Power backup solution (FACES working on power generator) | purchase and install A/C (MSF promised to work on this) | Hospital admin to reinforce burglar proofing in the lab | Designate new room available ,standard bench tops be fixed as per machine specs above | Re-assessment of lab environment | Designate room has standard bench tops as per machine specs above |  | CD4 numbers are currently low to justify upgrade to Calibur. Re-assess with scale up proposed in June and justification of supporting Western region networking | Re-evaluate scale up once facility has been transitioned to APHIA II | Reinforcement of burglar proofing | Lab requires renovation to met standard specs of machine above | minimum 2 | Purchase vortex mixer | Purchase vortex mixer | Purchase vortex mixer | Purchase vortex mixer
| Infrastructure- Need a store, repair ceiling |  | Improve supervision on equipment & QC management | Ensure supply of vacutainer tubes | [8 empty] | Power backup options partners to adress | standard bench top according to machine specs away from windows | Repair minor leakages in hematology room sinks | Purchase 3 KVA UPS and stabilizer | Power backup solution(MSF promised to work on this) | Need water reservoir tank | Connection of new room to power supply and standby generator |  | Purchase of 1.7KVA UPS and stabilizer |  | Purchase 3KVA UPS and Stabilizer | Re-evaluate logistic challenges for satellite sites |  | Recommend CD4 sample transport network to be Longisa DH has a FACS Count | Install A/C | Purchase 1.7 KVA UPS and stabilizer | Lab needs to be connected to hospital stanby generator | Purchase 1.7 KVA UPS and stabilizer | Purchase 1.7 KVA UPS and stabilizer | Bench to adapted based on machine specs above
| Infrastructure- Need a store, repair ceiling | [11 empty] | Purchase vortex mixer | Purchase vortex mixer | Re-arrange/organize equipment and lab in general |  | Purchase 3 KVA UPS and stabilizer | Confirmation of KPLC power supply including wiring and sockets in the lab | Purchase of 3KVA UPS and stabilizer | [7 empty] | CD4 numbers be rediscussed in view of upgrade to Calibur. |  |  | Installation of AC in lab due to heat and dust | installation of A/C due to high tempratures | Purchase vortex mixer
[13 empty] | Purchase 1.7 KVA UPS and stabilizer | Purchase 1.7 KVA UPS and stabilizer | Purchase 3 KVA UPS and stabilizer |  | Commit more pipettes to the lab | Purchase of 1.7KVA UPS and stabilizer | [8 empty] | Purchase 3KVA UPS and Stabilizer (WRP) |  |  |  |  | Purchase 1.7 KVA UPS and stabilizer
Set of pipettes
VERDICT OF SITE ASSESSMENT
| If minimum above recommendations are met, site will be eligible for Placement | Eligible for Upgrade | Med Superetendent promised to improve lab supervision. Consider for upgrade if conditions are met. | Eligible for upgrade if minimum above conditions are met. | If minimum above recommendations are met, site will be eligible for placement. | Not suitable placing a Facs Count | Not suitable placing a Facs Count | Eligible if above condition is met. | Elegible for upgrading | Eligible for placement | Eligible for placement. Consider upgrading to basic lab with hematology/chemistry analyzer. | Eligible for ugrade. | If minimum above recommendations are met, site will be eligible for FACS Count | Review in 6 Months | If minimum above recommendations are met, site will be eligible for FACS Calibur | If minimum above recommendations are met, site will be eligible for FACS Calibur | If minimum above recommendations are met, site will be eligible for FACS Calibur | If minimum above recommendations are met, site will be eligible for FACS Count | If minimum above recommendations are met, site will be eligible for FACS Calibur | Lab is in a central location ideal for networking and support but the lab needs to be redesigned and re-assessed before calibur machine can be placed. Alternatively a separaet ART room be identified | If minimum above recommendations are met, site will be eligible for FACS Count. (ICAP working on that ) | FACS Count sufficient in the facility due to low CD4 volumes. | Re-assessment of numbers after scale to justify eligibility of upgrade to Calibur Machine | Re-evaluation after the transition period is completed | Low CD4 sample volumes to justify placement of machine. Need stronger CD4 sample networks. | Facility is not eligible for FACS Count | Facility eligible for a Facs Calibur BD/MOH and partners to agree on the CD4 numbers at this facilities. WRP very positive on fixing the A/C and any other minor repairs that my arise. | If minimum above recommendations are met, site will be eligible for FACS Count | Review in 6 months | If minimum above recommendations are met, site will be eligible for FACS Count | If minimum above recommendations are met, site will be eligible for FACS Count | Not eligible for palcement due to distances samples would travel to facility. Re-assess wundanyi DH for taita distirct
KEY
| CS | Community Supported
| MOH | Ministry of Health
| WS | Equipment working and under service contract
| WNS | Equipment working and not under service contract
| NWNS | Equipment not working and not under service contract